## Inputsheet
Habitation | Bijwar |  | Name of the work | Construction of Kitchen shed at ZPHS Bijwar(V) of Utkoor(M)
G.P | Bijwar
Mandal | Utkoor |  | LS | 18645
Admn. Sanction Number | 1
Admn. Sanction Date | 2022-04-21
TS Number | 76
TS Date | 2022-04-21
Priority | 76
Estd. Cost | 3.4
Average no. of labours | 4
Total Area under taken for construction(sq feet)
Sand | Sangambanda | 29
Metal | Gudeballur | 38
Bricks | Makthal | 23
Shabadstone | MBNR | 80

## Cover
Government of Telangana Panchayat Raj Engineering Department
DETAILED ESTIMATE
Construction of Kitchen shed at ZPHS Bijwar(V) of Utkoor(M)
ESTIMATE COST : | Rs | 3.4 | Lakhs

## ABS (hidden)
COMPONENT - IX
Construction of Kitchen shed at ZPHS Bijwar(V) of Utkoor(M)
Sl. No | Name of Component | Amount in Rs.
1 | Kitechen Shed in Govt. School | 319756
| Sub Total >>> | 319756
2 | ELECTICAL PLUMBING and cleaning arrangements | 20000
3 | Add L.S for unforeseen item of work and Provision for fluctuation of rates | 6352
| Grand Total of Civil Works >>> (in Rs.) | 346108 | 13892 | 20244
| Or say (Rupees in Lakhs) | 3.46

## kitchen shed
Detailed Estimate
Construction of Kitchen shed at ZPHS Bijwar(V) of Utkoor(M)
No's
S.no | Description |  |  | L | B | H | Qty | Units | Rate | Amt
1 | Earth work excavation and depositing on bank (manual means) with initial lead of 10m and initial lift of 3m in Loamy & Clayey Soils like BC Soils, Red Earth & Ordinary Gravelly Soils ( SS 20-B) including all operational incidental labour charges such as shoring, strutting, sheeting, planking and dewatering including cost of hire charges of T & P, labour charges etc., complete for finished item of work excluding seignerage charges and dewatering charges etc., complete for Foundation of Building.(APSS No. 308)
| store room l/w | 1 | 2 | 4.1 | 0.6 | 0.6 | 2.952 |  |  |  | 3.15
| store room c/w | 1 | 2 | 2.38 | 0.6 | 0.6 | 1.7136
| kitchen l/w | 1 | 1 | 4.1 | 0.6 | 0.6 | 1.476
| kitchen c/w | 1 | 2 | 2 | 0.6 | 0.6 | 1.44
| As per Rural SSR Rates as GO Rt.No119 dt 29.04.2022 | [5 empty] | 7.5816 | Cum | 257 | 1948
2 | Plain Cement Concrete corresponding to M5 grade as per IS 456 equivalent to (1:5:10) proportion nominal mix (cement: fine aggregate: Coarse aggregate) using,40mm size Hard Blasted Granite (IS383, 1970) metal from approved quarry including cost and conveyance of all materials like cement, sand, coarse aggregate, water etc. to site, including sales & other taxes on all materials, all operational, incidental, and labour charges such as mixing, laying and ramming concrete in layers in position not exceeding 15cm, finishing top surface, curing concrete, etc., complete but excluding seigniorage chargesfor finished item of work for Foundations and Flooring Bed (APSS No. 402)
| store room | 1 | 2 | 4.1 | 0.6 | 0.15 | 0.738
| store room c/w | 1 | 2 | 2.38 | 0.6 | 0.15 | 0.4284
| kitchen l/w | 1 | 2 | 4.1 | 0.6 | 0.15 | 0.738
| kitchen c/w | 1 | 2 | 2 | 0.6 | 0.15 | 0.36
2.2644
| store room | 1 | 1 | 3.65 | 1.8 | 0.15 | 0.9855
| kitchen | 1 | 1 | 3.65 | 1.8 | 0.15 | 0.9855
1.971
[7 empty] | 4.2354 | Cum | 3537.3 | 14982
3 | Random Rubble stone masonry, in CM (1:8) prop: (Cement: Sand) using Hard blasted Granite stones from approved quarry including cost and conveyance of all materials like Granite stones, cement, sand, water, etc., to site sales & other taxes on all materials, all operational, incidental, and labour charges such as cutting stones to required size and shape, mixing of cement mortar, constructing masonry, curing etc., complete but excluding seigniorage charges for finished item of work for foundation and basement (APSS No. 601 & 615)
| store room l/w | 1 | 2 | 4.1 | 0.45 | 1.2 | 4.428
| store room c/w | 1 | 2 | 1.8 | 0.45 | 1.2 | 1.944
| kitchen l/w | 1 | 2 | 4.1 | 0.45 | 1.2 | 4.428
| kitchen c/w | 1 | 2 | 1.8 | 0.45 | 1.2 | 1.944
[7 empty] | 12.744 | Cum | 3227.5 | 41131
4 | Filling with Gravel in trenches, sides of foundations and basement with initial lead in layers not exceeding 15cm thick, consolidating each deposited layer by watering and ramming including cost and conveyence of water to the work site and all operational, incidental, labour charges, hire charges of T & P etc., completebut but excluding seignorage charges, for finished item of work. (APSS NO. 309 & 310)
| store room | 1 | 1 | 3.65 | 1.8 | 0.6 | 3.942
| kitchen | 1 | 1 | 3.65 | 1.8 | 0.6 | 3.942
[7 empty] | 7.884 | Cum | 227.15 | 1791
5 | Brick Masonry in superstructure with CM (1:8) prop: using second class bricks from approved source having minimum crushing strength of 40 Kg/Sqcm. including cost and conveyance of all materials like cement, sand, bricks, water etc., to site, including sales & other taxes on all materials, all operational, incidental and labour charges such as mixing cement mortar, constructing masonry, scaffolding charges, lift charges, curing, etc., complete but excluding seigniorage charges for finished item of work. (APSS No. 501 & 504).
| store room l/w | 1 | 2 | 4.1 | 0.23 | 2.8 | 5.2808
| store room c/w | 1 | 2 | 2 | 0.23 | 2.8 | 2.576
| kitchen l/w | 1 | 1 | 4.1 | 0.23 | 1 | 0.943
| kitchen C/w | 1 | 2 | 2 | 0.23 | 2.8 | 2.576
| kitchen C/w | 1 | 1 | 2 | 0.23 | 1 | 0.46
| steps | 1 | 1 | 1.7 | 0.9 | 0.23 | 0.3519
| steps | 1 | 1 | 1.7 | 0.6 | 0.15 | 0.153
| steps | 1 | 1 | 1.7 | 0.3 | 0.15 | 0.0765
dedutions
| door | -1 | 1 | 1.2 | 0.23 | 2.1 | -0.5796
| window | -1 | 1 | 1.5 | 0.23 | 1.35 | -0.46575
[7 empty] | 11.3719 | Cum | 5652.3 | 64277
6 | Reinforced Brick Masonry 11.5cm (4 1/2") thick for partition walls in CM (1:4) prop: using second class bricks from approved source having minimum crushing strength of 40 Kg/Sqcm. and placing 2nos. of 6mm dia MS bars embedded in every 3rd layer with free ends of reinforcement keyed into mortar joints of the main brick work whereever applicable including cost and conveyance of all materials like cement, sand, bricks, water etc., to site, sales & other taxes on all materials, all operational, incidental and labour charges such as mixing cement mortar, constructing masonry, scaffolding charges, lift charges, curing, etc., but excluding cost and conveyance of steel and its fabrication charges complete but excluding seigniorage charges for finished item of work. (APSS No. 501 & 504).
| store shelf wall | 1 | 2 | 0.45 |  | 0.6 | 0.54
| kitchen shelf wall | 2 | 3 | 0.45 |  | 0.6 | 1.62
[7 empty] | 2.16 | Sqm | 758.3 | 1638
7 | Providing High Yield Strength Deformed (HYSD) steel bars (Fe 500 grade as per IS 1786-1985) of 8mm to 40mm diameters, (TATA, SAIL, VSP,JSW & Shyam Steel) cutting, bending, to required sizes and shapes placing in position with cover blocks of approved size and binding wire of 20SWG, forming grills for reinforcement work as per approved designs and drawings including cost and conveyance of bars from approved sources to site of work, including cost and conveyance of binding wire, cover blocks, chairs, overlaps, spacers, dowels, wastage etc., and all operational, incidental, and labour charges such as cutting, bending, placing in position, tying etc., and sales & other taxes,on cost of all materials complete for finished item of work (APSS No.126)
8mm | main bars | 2 | 30 | 4.35 | 0.39 |  | 101.79
8mm | dist bars | 2 | 50 | 2.95 | 0.39 |  | 115.05
216.84
[7 empty] | 0.21684 | M.t | 98665 | 21395
8 | RCC M- 20 Nominal mix (Cement:fine aggregate: coarse aggregate) corresponding to Table 9 of IS 456 using 20mm size graded machine crushed hard granite metal (coarse aggregate) from approved quarry including cost and conveyance of all materials like cement, Sand of Concrete coarse aggregate, water etc., to site and including sales & other taxes on all materials including all operational, incidental and labour charges such as machine mixing, laying concrete, curing etc.,complete but excluding cost of steel and its fabrication charges for finished item of work, but excluding centering, shuttering.
| Roof Slab 115mm thick | 1 | 1 | 4.4 | 3 |  | 13.2
[7 empty] | 13.2 | Sqm | 1036.9 | 13687
9 | Providing impervious coat with required slopes in CM (1:3) prop. 20mm thick (average) mixed with water proofing compound manufactured by reputed manufacturers as approved by Engineer-in-charge at 1Kg/bag of cement, laid over roof slab when it is green, finished smooth with a floating coat of neat cement and thread lining at regular intervals of 45cmx45cm including cost and conveyance of all materials like cement, sand, water proofing compound, water etc., to site, sales & other taxes on all materials, all operational, incidental and labour charges such as mixing mortar, laying, rounding off at junctions of wall and slab, rendering smooth with thread lining, curing, lift charges, etc., complete but excluding seigniorage charges for finished item of work (APSS No. 901 & 903).
|  | 1 | 1 | 4.4 | 3 |  | 13.2
[7 empty] | 13.2 | Sqm | 397.4 | 5246
10 | Plastering 12mm thick in two coats with base coat of 8mm thick in CM (1:6) and top coat of 4mm thick in CM (1:4) dubara sponge finish including cost and conveyance of all materials like cement, sand, water etc., to site, sales & other taxes on all materials,all operational, incidental and labour charges such as mixing mortar, scaffolding charges, lift charges, including cutting of Grooves wherever necessary as directed by Engineer - in - charge, finishing, curing, etc., complete but excluding seigniorage charges for Even Surfaces of Wall for finished item of work. (APSS 901,903 & 904)
| celling | 1 | 1 | 3.65 | 1.8 |  | 6.57
| slab projection | 1 | 2 | 4.4 | 0.3 |  | 2.64
| slab projection | 1 | 1 | 3 | 0.3 |  | 0.9
| l/w store room | 1 | 2 | 3.65 |  | 2.8 | 20.44
| c/w store room | 1 | 2 | 1.8 |  | 2.8 | 10.08
| kitchen c/w | 1 | 1 | 1.8 |  | 2.8 | 5.04
| kitchen c/w | 1 | 1 | 1.8 |  | 1 | 1.8
| litchen l/w | 1 | 1 | 3.65 |  | 2.8 | 10.22
| kitchen l/w front | 1 | 1 | 3.65 |  | 1 | 3.65
| platfrom int/store | 2 | 2 | 2 | 0.45 |  | 3.6
| platfrom int/kitchen | 2 | 2 | 6 | 0.45 |  | 10.8
Deductions
| door | -1 | 1 | 1.2 |  | 2.1 | -2.52
| door | -1 | 1 | 1.2 |  | 1.6 | -1.92
| window | -1 | 1 | 1.5 |  | 1.37 | -2.055
[7 empty] | 69.245 | Sqm | 351.85 | 24364
11 | Plastering 20mm thick in two coats with base coat of 16mm thick in CM (1:6) and top coat of 4mm thick in CM (1:4) dubara sponge finish including cost and conveyance of all materials like cement, sand, water etc., to site, sales & other taxes on all materials, all operational, incidental and labour charges such as mixing mortar,scaffolding charges, lift charges, finishing,including cutting of Grooves wherever necessary as directed by Engineer - in - charge, curing, etc., complete but excluding seigniorage charges for Uneven Surfaces of Brick Wall for finished item of work. (APSS 901,903 & 904)
| side | 1 | 2 | 2.33 |  | 3.35 | 15.611
| kitchen sides | 1 | 2 | 2 |  | 1.6 | 6.4
| front | 1 | 1 | 4.1 |  | 1.6 | 6.56
| rear wall | 1 | 1 | 4.1 |  | 3.45 | 14.145
| sajja projetion | 1 | 2 | 1.5 | 0.6 |  | 1.8
| steps | 1 | 3 | 1.5 | 0.3 |  | 1.35
| risers | 1 | 3 | 1.5 |  | 0.15 | 0.675
Deductions
| door | -1 | 1 | 1.2 |  | 1.6 | -1.92
| window | -1 | 1 | 1.5 |  | 1.37 | -2.055
[7 empty] | 42.566 | Sqm | 365.55 | 15560
12 | Supply and Fixing of Door with Double leaf shutter, Door Size 1.22x2.13 mtrs with Medium teak wood Frame of sections size 75mm x 100mm with Flush Door Shutter Solid Bond Wood black board type with commercial ply on both faces of 35mm thick including cost of fixtures such as MS Powder coated Tower Bolts 250mm long 2 Nos, MS Powder coated Handles 150mm long 2 Nos, 300mm long MS Powder coated Aldrops 1No, 125mm long MS Powder coated butt hinges 6Nos, 300 mm long MS Powder coated Flat latch 1No, MS Powder coated heavy Door stoppers 2 Nos, MS Hold fasts 6Nos, Sales and Other Taxes cost and convenyance of all materials to site all Labour charges such as Fixing of Door Frame on shutter Fixing in position , with Hardware fixtures etc., complete for finsihed item of work.
| Door | 1 | 1 |  |  |  | 1 | No | 10337 | 10337
13 | Providing & Fixing of Open able Windows with Flymesh made of pre-painted steel as per IS 513 of 0.58 mm thick galvanized as per IS 277 finish painted with a polyester paint and the section for outer frame of 72 x 55mm, centre mullion of 72 x 50mm, section for fixed glass beading section of 12 x 12 mm and section for shutters of 48 x 25 mm and outer frame & mullion sections with rebate for glazed shutters, fly mesh and a 20 mm provision for guard bars/grills and fly mesh shutter section of 20 x 40 mm, stay, handles, latch 2 Nos of heavy duty stainless steel pivot hinges per shutter and panelled with 0.5 mm thick Galvalume corrugated sheet and S.S. Mesh for fly mesh shutter (304 grade), fitted using rubber gaskets including fixing the windows in the concrete/masonry wall by means of self expanding screws, including 10mm Square guard bars with 6” (152.4mm) pitch , complete for Three shutter window
| Window | 1 | 1 | 1.5 |  | 1.35 | 2.025 | Sqm | 8426 | 17063
14 | Supply and Fixing MS Purlins 50mm dia including Labour Charges for fixing complete including cost and conveyance of all materials to site, sales and other taxes, all labour charges etc., complete for finished item of work
|  | 1 | 3 | 4.1 |  |  | 12.3
|  | 1 | 2 | 2.4 |  |  | 4.8
[7 empty] | 17.1 | Rmt | 484.5 | 8285
15 | Roofing: - Roofing will be provided with 0.5mm thick galvanized / pre painted G.I. profiled sheets fixed to the purlins with 14 size self drilling screws with neoprene washer. Side laps are stitched with self tapping / drilling screws. End laps are to be sealed with 25x3 mm Butyl tape. The sheets are provided with anti capillary grove
|  | 1 | 1 | 4.7 | 2.6 |  | 12.22 | Sqm | 762 | 9312
16 | Supplying and fabrication and placing of MSGrills or Doors with of MS Flat including Cost and Convenance of all material and labour charges etc complete.
| Ms gate (1.2 x 1.85 ) | 1 | 1 | 43 |  |  | 86
| kitchen sides (2.02 x 1.5) | 1 | 1 | 53 |  |  | 106
| Gate sides (0.8 x 1.4) | 1 | 2 | 22 |  |  | 88
| Gate top (1.2 x .75) | 1 | 1 | 20 |  |  | 40
[7 empty] | 320 | kgs | 112.34 | 35949
17 | Flooring with Polished Shabad/Tandur blue Slabas 15 to 18 mm thick (0.457M x 0.457M) set over a base coat of CM (1:8), 12mm thick (joints of stone must be flushed) over C.C. bed already laid or R.C.C. roof slab only after it is properly cured, cleaned, moistered and where necessary treated with neat grey cement slurry of honey like consistency spred at3.3 kgs of cement for 1 sqm. and jointed with neat cement paste to full depth, including cost and conveyance of all materials like cement, sand, water, flooring stones etc. to site, sales and other taxes on all materials, all operational, incidental and labour charges such as dressing of flooring stones to the required sizes, mixing of cement mortar, laying, jointing, curing, lift charges etc., complete but excluding seigniorage charges for finished item of work.(APSS No.703 & 701)
| kitchen | 1 | 1 | 3.65 | 1.6 |  | 5.84
| Store | 1 | 1 | 3.65 | 1.6 |  | 5.84
[7 empty] | 11.68 | Sqm | 550.5 | 6430
18 | Painting to New walls with two coats of Acrylic Emulsion paint of superior quality of approved brand and shade over base coat of cement primer exterior grade -II making three coats in all to give an even shade after thoroughly brushing the surface to remove all loose powdered materials, including cost and conveyance of all materials, including cost and conveyance of all materials, cost of brushes, water to site, etc., sales & other taxes, all operational, incidental and labour charges such as scaffolding charges, lift charges, curing etc., complete for finished item of work in all floors.(APSS No. 912) in All Floors
| celling | 1 | 1 | 3.65 | 1.8 |  | 6.57
| slab projection | 1 | 2 | 4.4 | 0.3 |  | 2.64
| slab projection | 1 | 1 | 3 | 0.3 |  | 0.9
| l/w store room | 1 | 2 | 3.65 |  | 2.8 | 20.44
| c/w store room | 1 | 2 | 1.8 |  | 2.8 | 10.08
| kitchen c/w | 1 | 1 | 1.8 |  | 2.8 | 5.04
| kitchen c/w | 1 | 1 | 1.8 |  | 1 | 1.8
| litchen l/w | 1 | 1 | 3.65 |  | 2.8 | 10.22
| kitchen l/w front | 1 | 1 | 3.65 |  | 1 | 3.65
| platfrom int/store | 2 | 2 | 2 | 0.45 |  | 3.6
| platfrom int/kitchen | 2 | 2 | 6 | 0.45 |  | 10.8
| side | 1 | 1 | 2.33 |  | 3.35 | 7.8055
| kitchen sides | 1 | 1 | 2 |  | 1.6 | 3.2
| front | 1 | 1 | 4.1 |  | 1.6 | 6.56
| rear wall | 1 | 1 | 4.1 |  | 3.45 | 14.145
| sajja projetion | 1 | 2 | 1.5 | 0.6 |  | 1.8
| steps | 1 | 3 | 1.5 | 0.3 |  | 1.35
| risers | 1 | 3 | 1.5 |  | 0.15 | 0.675
Deductions
| door | -1 | 2 | 1.2 |  | 1.6 | -3.84
| window | -1 | 2 | 1.5 |  | 1.37 | -4.11
[7 empty] | 103.3255 | Sqm | 187.55 | 19379
19 | Painting to New wood work with two coats of ready mixed synthetic enamel paint Grade I all shades to give an even shade over base coat Primer with Luppam finishing after thoroughly brushing the surface to remove all remains including cost and conveyance of all materials to site, sales & other taxes, all operational, incidental and labour charges etc., complete for finished item of work.(3 coats) (APSS No. 1201 & 1212).in All Floors
| Door | 1 | 2.25 | 1 | 1.2 | 2.1 | 5.67
| Window | 1 | 2.75 | 1 | 1.52 | 1.35 | 5.643
[7 empty] | 11.313 | Sqm | 161.65 | 1829
20 | Painting to Iron work with two coats of ready mixed synthetic enamel paint first quality all shades over an existing steel primer including cost and conveyance of all materials to site, sales & other taxes, incidental, operational and all labour charges etc., complete for finished item of work. (APSS No. 1201, 1207 & 1212).in All Floors
| Ms gate (1.2 x 1.85 ) | 1 | 1.5 | 1.2 |  | 1.8 | 3.24
| kitchen sides (2.02 x 1.5) | 1 | 1.5 | 2.2 |  | 1.5 | 4.95
| Gate sides (.8 x 1.4) | 2 | 1.5 | 0.8 |  | 1.4 | 3.36
| Gate top (1.2 x .75) | 1 | 1.5 | 1.2 |  | 0.75 | 1.35
[7 empty] | 12.9 | Sqm | 89.35 | 1153
21 | Writing of School Name & SSA logo
|  |  |  | 1 |  |  | 1 | Each | 4000 | 4000
22 | Sub Total | [8 empty] | 319756
23 | Add QC 0.5% | [8 empty] | 1599
24 | LS For unforseenitems and electricity | [8 empty] | 18645
25 | Total | [8 empty] | 340000
Asst Engineer
PR MP Utkoor
| Administratively Sanctioned For Rs:3.40 Lakhs (Three Lakhs fourty thousand Rupees only, By The Dist Collector & Chairman,DRDA Narayanpet Vide Procg. No:D7/MGNREGS/234/2021-22-4, Dt: 21.04.2022 |  |  |  |  | Technically Sanctioned For Rs: 3.40 Lakhs (Three Lakhs fourty thousand Rupees only . Vide DR No: Dated:
Dy. Executive Engineer
PR SD Makthal

## LEAD
LEAD CHART
Construction of Kitchen shed at ZPHS Bijwar(V) of Utkoor(M)
RATES AS PER COMMON SSR OF 2021-22 with cement and steel rates of March 2022
. | Description | SSR Sl.No. | Avg. Thickness in mm | Source of Material | Lead in KM |  |  | Convence Charges | Initial Cost including Stacking Charges wherever necesssary | Add Differenc in Seignio- rage Charges | 1% towards storage | Loading charges | unloading charges | Area allowence on loading & unloading charges @ 0 % | Total | Unit per
[5 empty] | MR | CT | Total
1 | 2 | 3 | 4 | 5 | 6 | 7 | 8 | 9 | 10 | 11 | 12 | 13 | 14 | 15 | 16 | 17
1 | Sand for Concrete items | M- 27 a |  | Sangambanda | 29 | 0 | 29 | 437.12 | 0 | 0 | 0 | 0 | 0 | 0 | 437.12 | Cum.
2 | Sand for filling& blindage | M-27 b |  | Local | 5 | 0 | 5 | 94.88 | 0 | 0 | 0 | 0 | 0 | 0 | 94.88 | Cum.
3 | Sand for plastering works | M-28 |  | Sangambanda | 29 | 0 | 29 | 437.12 | 0 | 0 | 0 | 0 | 0 | 0 | 437.12 | Cum.
4 | Gravel | M-89 |  | Local | 5 | 0 | 5 | 94.88 | 98 | 0 | 0 | 0 | 0 | 0 | 192.88 | Cum.
5 | R.R. Stone(Granite, Dolamite & Trap variety) | M- 22 g |  | Gudeballur | 38 | 0 | 38 | 546.42 | 239 | 0 | 0 | 0 | 0 | 0 | 785.42 | Cum.
6 | C.R. Stone(Granite, Dolamite &Trap variety) | M- 23 a |  | Gudeballur | 38 | 0 | 38 | 546.42 | 249 | 0 | 0 | 0 | 0 | 0 | 795.42 | Cum.
7 | trough stones25 x25x45 to 60 cms | M - 75 |  | Gudeballur | 38 | 0 | 38 | 546.42 | 1523.8095 | 0 | 0 | 0 | 0 | 0 | 2070.2295 | Cum. | BASIC INPUT DATA FOR IRRIGATION WORK ITEMS s.no.76 | 0.028125 | 0.0375 | 0.032813 | 1523.8095
8 | Bond stones20 x20x60 cms | M - 75 |  | Gudeballur | 38 | 0 | 38 | 546.42 | 1208.3333 | 0 | 0 | 0 | 0 | 0 | 1754.7533 | Cum. | BASIC INPUT DATA FOR IRRIGATION WORK ITEMS s.no.76 | 0.024 | 0 | 0.024 | 1208.3333
9 | 40mm HBG Metal (IS383-1970) | M- 33 f |  | Gudeballur | 38 | 0 | 38 | 546.42 | 701.25 | 0 | 0 | 0 | 0 | 0 | 1247.67 | Cum.
10 | 20mm M/c chips/Trap metal (IS383-1970) | M- 33 d |  | Gudeballur | 38 | 0 | 38 | 546.42 | 1157.5 | 0 | 0 | 0 | 0 | 0 | 1703.92 | Cum.
11 | 12 mm M/c chips /Trap metal (IS383-1970) | M- 33 c |  | Gudeballur | 38 | 0 | 38 | 546.42 | 1046.25 | 0 | 0 | 0 | 0 | 0 | 1592.67 | Cum.
12 | 10mm M/c chips /Trap metal (IS383-1970) | M- 33 b |  | Gudeballur | 38 | 0 | 38 | 546.42 | 891.25 | 0 | 0 | 0 | 0 | 0 | 1437.67 | Cum.
13 | 6mm M/c chips/Trap metal (IS383-1970) | M- 33 a |  | Gudeballur | 38 | 0 | 38 | 546.42 | 701.25 | 0 | 0 | 0 | 0 | 0 | 1247.67 | Cum.
14 | 2nd Class Bricks of size 23x11x7cm | TBSC-A.I-01 |  | Makthal | 5 | 0 | 23 | 564.2 | 7000 | 0 | 0 | 0 | 63.81 | 0 | 7628.01 | 1000 Nos
15 | Fly Ash Bricks of size 290 x100 x140 mm with compressive strength of 50 Kg /sq.cm | TBSC-A.II-11 |  | Makthal | 23 | 0 | 23 | 0 | 12000 | 0 | 0 | 0 | 0 | 0 | 12000 | 1000 Nos
16 | Fly Ash Bricks of size 290 x225 x 140 mm with compressive strength of 50 Kg/sq .cm | TBSC-A.II-08 |  | Makthal | 20 | 0 | 23 | 0 | 27000 | 0 | 0 | 0 | 0 | 0 | 27000 | 1000 Nos
17 | Polished Shabad/Tandur blue Slabas 15 to 18 mm thick (0.457M x 0.457M) | TBSC-B.I-03 | 16.5 | MBNR | 80 | 0 | 80 | 25.3235 | 173 | 0 | 0 | 0 | 0.38264 | 0 | 198.7062 | 1Sqm.
18 | Rough shabad / Tandur Stone slabs of minimum25 to 40 mm thick (0.457 x 457M) | TBSC-B.I-02 | 32.5 | MBNR | 80 | 0 | 80 | 49.8797 | 130 | 0 | 0 | 0 | 0.75368 | 0 | 180.6334 | 1Sqm.
19 | Polished Marble Slabs of any variety 16 to 20 mm thick (size 0.457 x 0.457 M / 0.6 x 0.6 M) | TBSC-B.II-03 | 18 | MBNR | 80 | 0 | 80 | 0 | 953 | 0 | 0 | 0 | 0.41742 | 0 | 953.4174 | 1Sqm.
20 | High polished Granite 16 to 18 mm thick up to 8' 00" (2.43M) black | TBSC-B.III-03 | 17 | MBNR | 80 | 0 | 80 | 26.0909 | 2419 | 0 |  | 0 | 0.39423 | 0 | 2445.4851 | 1Sqm.
21 | water | M- 276 |  | Local | 0.5 | 0 | 0.5 | 0 | 73 | [5 empty] | 73 | KL
22 | Cement | CSSR-A.05 |  | Local | 0 | 0 | 0 | 0 | 5600 | 0 | 0 | 0 | 0 | 0 | 7168 | M.T | AS ON 29.04.2022
23 | Mild Steel Bars (Fe 250) for 6mm |  |  | At Site | 0 | 0 | 0 | 0 | 65000 | 0 | 0 | 0 | 0 | 0 | 76700 | M.T
24 | High Yield Strength Deformed Bars (Fe 500) for 8mm to 40mm dia (TATA, SAIL, VSP,JSW & Shyam Steel) |  |  | At Site | 0 | 0 | 0 | 0 | 71000 | 0 | 0 | 0 | 0 | 0 | 83780 | M.T
25 | Mild Steel, Structural steel, I,e, Angles, Channels & I-Sections |  |  | At Site | 0 | 0 | 0 | 0 | 63000 | 0 | 0 | 0 | 0 | 0 | 74340 | M.T
26 | M.S. Plates |  |  | At Site | 0 | 0 | 0 | 0 | 77000 | 0 | 0 | 0 | 0 | 0 | 90860 | M.T
CERTIFICATES:-
1 | Certified that the above leads are true and correct to the best of my knowledge
2 | Certified that the quarry requries blasting for RR, CRS, 6mm, 10mm, 12mm, 20mm & 40mm Metal
3 | Certified that the 20mm, 12mm, 10mm, 6mm Metal requires Machine Crushing
| Asst Engineer |  | Dy. Executive Engineer
| PR MP Utkoor |  | PR SD Makthal
Edit only Entries in RED Font
[6 empty] | Village : | ZAHEERABAD | [6 empty] | phase :1 | Ground floor | First floor
[6 empty] | Mandal : | ZAHEERABAD | [6 empty] | Frount wing | 1 | 1
[6 empty] | District : | SANGAREDDY | [6 empty] | Left wing | 1 | 1
|  | CONSTRUCTION OF OF MINORITY RESIDENTIAL SCHOOL COMPLEX FOR GIRLS AT ZAHEERABAD (V) , ZAHEERABAD (M) , IN SANGAREDDY DISTRICT. | [9 empty] | Ls amount | #REF! | Right wing | 1 | 1
|  | Length Of Compound Wall in Rmt |  |  |  | 1000 |  | Type Design | 1 | SBC | 250 | KN/SQMT |  | Back wing | 1 | 1
|  | Depth of Foundation for Building |  |  |  | 1.6 |  | Plinth Area | 19597 | Over Head Charges | 0% | 0
|  | Height of Basement for Building |  |  |  | 0.75 |  | Circle | HYDERABAD | Agency area allowence | 20% | 20 |  | Rate per SFT | #REF!
|  | Depth of Foundation for Ext.walls |  |  |  | 0.75 |  | Division | KHAMMAM | provision for price escalation | 0.1% |  | completion period | 18 | Months
|  |  | doors | sal wood frame & flush door | Brick work | Fly ash |  | Sub Division | KOTHAGUDEM | Water charges area | urban |  |  | Steel per SFT | #REF!
|  |  | windows | NCL or equivalent Prepainted |  |  |  | section | BHADRACHALAM
|  | Height of parapet wall |  |  |  | 0.75
| Fly ash | Brick Masonry in superstructure with CM (1:8) prop: using Fly ASH Bricks of size 290x225x140mm with compressive of 50 Kgs / Sqcm from approved source including cost and conveyance of all materials like cement, sand, fly ash bricks, water etc., to site, including sales & other taxes on all materials, all operational, incidental and labour charges such as mixing cement mortar, constructing masonry, scaffolding charges, lift charges, curing, etc., complete but excluding seigniorage charges for finished item of work. (APSS No. 501 & 504). | 5411.75 | 5791.95 | 6172.15 | Reinforced Fly Ash Brick Masonry 10cm thick for partition walls in CM (1:4) prop: Fly Bricks of size 290x100x140mm with compressive of 50 Kgs / Sqcm from approved source and placing 2nos. of 6mm dia MS bars embedded in every 3rd layer with free ends of reinforcement keyed into mortar joints of the main brick work whereever applicable including cost and conveyance of all materials like cement, sand, bricks, water etc., to site, sales & other taxes on all materials, all operational, incidental and labour charges such as mixing cement mortar, constructing masonry, scaffolding charges, lift charges, curing, etc., but excluding cost and conveyance of steel and its fabrication charges & seignerage charges complete for finished item of work. (APSS No. 501 & 509). | 627.45 | 686.15 | 744.85 | Steel & Cement Rates | 0 |  | Plastering 12mm thick in two coats with base coat of 8mm thick in CM (1:6) and top coat of 4mm thick in CM (1:4) dubara sponge finish including cost and conveyance of all materials like cement, sand, water etc., to site, sales & other taxes on all materials,all operational, incidental and labour charges such as mixing mortar, scaffolding charges, lift charges, including cutting of Grooves wherever necessary as directed by Engineer - in - charge, finishing, curing, etc., complete but excluding seigniorage charges for Even Surfaces of Wall for finished item of work. (APSS 901,903 & 904) | 351.85 | 385.85 | 419.85
| 2nd class | Brick Masonry in superstructure with CM (1:8) prop: using second class bricks from approved source having minimum crushing strength of 40 Kg/Sqcm. including cost and conveyance of all materials like cement, sand, bricks, water etc., to site, including sales & other taxes on all materials, all operational, incidental and labour charges such as mixing cement mortar, constructing masonry, scaffolding charges, lift charges, curing, etc., complete but excluding seigniorage charges for finished item of work. (APSS No. 501 & 504). | 5652.3 | 6401.6 | 6708.85 | Reinforced Brick Masonry 11.5cm (4 1/2") thick for partition walls in CM (1:4) prop: using second class bricks from approved source having minimum crushing strength of 40 Kg/Sqcm. and placing 2nos. of 6mm dia MS bars embedded in every 3rd layer with free ends of reinforcement keyed into mortar joints of the main brick work whereever applicable including cost and conveyance of all materials like cement, sand, bricks, water etc., to site, sales & other taxes on all materials, all operational, incidental and labour charges such as mixing cement mortar, constructing masonry, scaffolding charges, lift charges, curing, etc., but excluding cost and conveyance of steel and its fabrication charges complete but excluding seigniorage charges for finished item of work. (APSS No. 501 & 504). | 758.3 | 817 | 875.7 |  |  |  | Plastering 20mm thick in two coats with base coat of 16mm thick in CM (1:6) and top coat of 4mm thick in CM (1:4) dubara sponge finish including cost and conveyance of all materials like cement, sand, water etc., to site, sales & other taxes on all materials, all operational, incidental and labour charges such as mixing mortar,scaffolding charges, lift charges, finishing,including cutting of Grooves wherever necessary as directed by Engineer - in - charge, curing, etc., complete but excluding seigniorage charges for Uneven Surfaces of Brick Wall for finished item of work. (APSS 901,903 & 904) | 365.55 | 399.55 | 433.55
15 | Polished Shabad/Tandur blue Slabas 15 to 18 mm thick (0.457M x 0.457M) | BMT-B.05 | 16.5 | Tandur |  |  |  |  | 165.4 | 0 |  | 0.66446 | 0.33231 | 0 | 166.3968 | 1Sqm.
15 | Polished Black Kadapa slabs minimum of 15 mm thick (0.457M x 0.457M) | BMT-B.06 | 15 | Kadapa |  |  |  |  | 137.9 | 0 |  | 0.60405 | 0.3021 | 0 | 138.8062 | 1Sqm.
16 | Rough shabad / Tandur Stone slabs of minimum25 to 40 mm thick (0.457 x 457M) | BMT-B.04 | 32.5 | Tandur | 353 |  |  |  | 123.9 | 0 |  | 1.3088 | 0.65455 | 0 | 125.8633 | 1Sqm.
16 | Rough Kadapa slabs of minimum 25 to 40 mm thick, size not less than (0.457 x 457M) | BMT-B.01 | 32.5 | Kadapa | 353 |  |  |  | 96 | 0 |  | 1.3088 | 0.65455 | 0 | 97.9633 | 1Sqm.
|  | Length of footting | [11 empty] | 200 |  |  | 250
| sal wood frame & flush door | SBC | FG1 | FG2 | FG3 | FG4 | FG5 | FG6 | FG7 | FG8 | FG9 | FG10 | FG11 | FG12 | FG13 | FG14 | FG15 | FG16
| Ms frame & shutters | 100 | 2.25 | 2.5 | 2.85 | 3.05 | 3.35 | 3.7 | 3.95 | 4.25 | 2.9 | 2.2 | 8 | 5 | 6.2 | 6.3 | 6.6 | 6.5 | 4.7 | 7.5 | 5.8 | 6
| NCL or equivalent Prepainted | 150 | FG1: 2.8; FG2: 2.5; FG3: 2.2; FG4: 2; FG5: 1.4; FG6: 1.25; FG7: 1.15; FG8: 1
| Ms frame & shutters | 200 | FG1: 0.8; FG2: 1.5; FG3: 1.7; FG4: 2.06; FG5: 1.85; FG6: 1.2; FG7: 1.55; FG8: 1
|  | 250 | FG1: 2.5; FG2: 2.3; FG3: 2; FG4: 1.8; FG5: 1.6; FG6: 1.4; FG7: 1.15; FG8: 1
Bredth of footting
|  | SBC | FG1 | FG2 | FG3 | FG4 | FG5 | FG6 | FG7 | FG8 | FG9 | FG10 | FG11 | FG12 | FG13 | FG14 | FG15 | FG16 | CF7 | CF8 | CF9 | RAF
|  | 100 | 2.25 | 2.5 | 2.85 | 3.05 | 3.35 | 3.7 | 3.95 | 4.25 | 3.55 | 3 | 4.5 | 3 | 3.4 | 3.4 | 3.4 | 3.05 | 2.8 | 3.8 | 3.8 | 4.4
|  | 150 | FG1: 2.8; FG2: 2.5; FG3: 2.2; FG4: 2; FG5: 1.4; FG6: 1.25; FG7: 1.15; FG8: 1
|  | 200 | 0.8 | 1.4 | 1.6 | 1.95 | 1.75 | 1.1 | 1.5 | 0.95 | 1.7 | 1.2 | 1.55 | 1.4 | 1.25 | 1.6 | 0.9 | 1.6
|  | 250 | 2.5 | 2.3 | 2 | 1.8 | 1.6 | 1.4 | 1.15 | 1 | 1.8 | 1.8 | 1.8 | 1.35
Depth of footting
|  | SBC | FG1 | FG2 | FG3 | FG4 | FG5 | FG6 | FG7 | FG8 | FG9 | FG10 | FG11 | FG12 | FG13 | FG14 | FG15 | FG16 | CF7 | CF8 | CF9 | RAF
|  | 100 | 0.375 | 0.4 | 0.45 | 0.475 | 0.525 | 0.6 | 0.6 | 0.675 | 0.525 | 0.425 | 0.65 | 0.575 | 0.525 | 0.575 | 0.575 | 0.525 | 0.45 | 0.675 | 0.575 | 0.8
|  | 150 | FG1: 0.525; FG2: 0.5; FG3: 0.4; FG4: 0.375; FG5: 0.325; FG6: 0.275; FG7: 0.25; FG8: 0.25
|  | 200 | 0.225 | 0.25 | 0.3 | 0.375 | 0.35 | 0.225 | 0.275 | 0.225 | 0.325 | 0.225 | 0.275 | 0.25 | 0.225 | 0.45 | 0.3 | 0.45
|  | 250 | FG1: 0.475; FG2: 0.45; FG3: 0.4; FG4: 0.35; FG5: 0.3; FG6: 0.275; FG7: 0.25; FG8: 0.25
No of footting
|  | SBC | FG1 | FG2 | FG3 | FG4 | FG5 | FG6 | FG7 | FG8 | FG9 | FG10 | FG11 | FG12 | FG13 | FG14 | FG15 | FG16 | CF7 | CF8 | CF9 | RAF
|  | 100 | 2 | 3 | 3 | 5 | 2 | 0 | 3 | 1 | 1 | 2 | 2 | 2 | 4 | 1 | 1 | 1 | 1 | 1 | 1 | 2
|  | 150 | FG1: 4; FG2: 8; FG3: 16; FG4: 16; FG5: 14; FG6: 8; FG7: 5; FG8: 2
|  | 200 | 2 | 18 | 6 | 4 | 4 | 8 | 12 | 4 | 4 | 4 | 2 | 2 | 4 | 2 | 2 | 2
|  | 250 | FG1: 4; FG2: 8; FG3: 16; FG4: 16; FG5: 14; FG6: 8; FG7: 5; FG8: 2
|  |  | 3.43 | 3.06 | 2.69 | 2.45 | 1.71 | 1.53 | 1.41 | 1.22
| Column1 | Column2 | FG14: Cement; CF7: Steel | TMT/HYSD bars
| Rural area allowence | 0 | FG2: urban; FG3: 98; FG13: month & year; FG14: OPC; FG15: PPC; FG16: PSC; CF7: 6mm MS rods; CF8: MS flats; CF9: Structural steel | Fe 415 | HSCR steel bars Fe 500
| Municipal area allowence | 20% | FG2: Rural; FG3: 73; FG13: 2014-06-01; FG14: 5400; FG15: 5300; FG16: 5200; CF7: 41000; CF8: 43600; CF9: 45000 | 46500 | 48500
| Industrial area allowence | 20% | FG13: 2014-07-01; FG14: 5600; FG15: 5400; FG16: 5200; CF7: 43000; CF8: 43500; CF9: 45000 | 46500 | 48500
| Agency area allowence | 25% | FG13: 2014-08-01; FG14: 5800; FG15: 5400; FG16: 5200; CF7: 45000; CF8: 45000; CF9: 46000 | 47500 | 48500
| municipal corporation area allowence | 25% | FG13: 2016-09-01; FG14: 5800; FG15: 5500; FG16: 5300; CF7: 45000; CF8: 45000; CF9: 46000 | 47500 | 48500
| GHMC/GVMC/VMC allowence | 40% | FG13: 2016-10-01; FG14: 5900; FG15: 5500; FG16: 5300; CF7: 45000; CF8: 45000; CF9: 46000 | 46500 | 48500
|  |  | FG13: 2016-11-01; FG14: 5700; FG15: 5400; FG16: 5200; CF7: 46000; CF8: 45000; CF9: 46000 | 46500 | 48500
|  |  | FG13: 2016-12-01; FG14: 6000; FG15: 5700; FG16: 5500; CF7: 46000; CF8: 45000; CF9: 46000 | 46500 | 48000
| Type of doors &windows |  | Spec | Rate | Unit |  | Spec | Rate | Unit | [5 empty] | 2017-01-01 | 6100 | 5800 | 5600 | 46000 | 45000 | 46000 | 44000 | 47000
| sal wood frame & flush door |  | #REF! | #REF! | Each |  | #REF! | #REF! | Each | [5 empty] | 2017-02-01 | 6300 | 6000 | 5800 | 46000 | 45000 | 46000 | 44000 | 47000
| Ms frame & shutters |  | Supply and fixing of Mild Steel Door of size 1.22 mx2.13 m (doublle leaf shitter) with DOOR frame of Mild Steel square hollow section of size 80 x80x4 mm (TATA make or equalent),Hold Fast-6 no s of MS equal angle of ISA 25x25x4 MM thick,Door frame embedded in the flooring to a depth of 50 mm connecting the bottom of two vertical of door frame with MS FLAT 25 MM WIDE-4MM thick.Door shutter; Shutter Frame made up of mild steel square hollow Section OF SIZE 25 MMX25MMX2.60MM (TATA MAKE OF EQUALENT) with styles and flanks of MS SHEET 1.25 MM thick,Tower Bolts-4 no(2nos.each for one shutter) of MS 12 MM round bars including hard ware fixture 1) MS PC Butt Hinges IS;205 150mm long -6nos , 2) MSPC Aldrops IS ;2681 300 MM LONG-2NOS 3) MSPC Door Handle IS;208 125 MM LONG -4 NOS including cost and convenyace of all materials at site,Fabrication charges of MS Door frame Shutte including welding of hardware fixture Door frame and shutter labour chages for fixing of door in position, Red oxide paint of Grade -I quality to MS Door Frame and Shutters,Sales and other taxes, operational and incidental charges, Labour charges including welding charges etc.,etc, complete for finished item of work. | 13560 | Each |  | Supply and fixing of Mild Steel Door of size 1.00 mx2.13 m (doublle leaf shitter) with DOOR frame of Mild Steel square hollow section of size 80 x80x4 mm (TATA make or equalent),Hold Fast-6 no s of MS equal angle of ISA 2525 A 4 MM thick,Door frame embedded in the flooring to a depth of 50 mm connecting the bottom of two vertical of door frame with MS FLAT 25 MM WIDE-4MM thick.Door shutter; Shutter Frame made up of mild steel square hollow Section OF SIZE 25 MMX25MMX2.60MM (TATA MAKE OF EQUALENT) with styles and flanks of MS SHEET 1.25 MM thick,Tower Bolts-4 no(2nos.each for one shutter) of MS 12 MM round bars including hard ware fixture 1) MS PC Butt Hinges IS;205 150mm long -6nos , 2) MSPC Aldrops IS ;2681 300 MM LONG-2NOS 3) MSPC Door Handle IS;208 125 MM LONG -4 NOS including cost and convenyace of all materials at site,Fabrication charges of MS Door frame Shutte including welding of hardware fixture Door frame and shutter labour chages for fixing of door in position, Red oxide paint of Grade -I quality to MS Door Frame and Shutters,Sales and other taxes, operational and incidental charges, Labour charges including welding charges etc.,etc, complete for finished item of work. | 12702 | Each | [5 empty] | 2017-03-01 | 6200 | 5900 | 5700 | 45000 | 44000 | 45000 | 43000 | 46000
|  |  | FG13: 2017-04-01; FG14: 6400; FG15: 6200; FG16: 6000; CF7: 44000; CF8: 43000; CF9: 43000 | 41500 | 43000
|  |  | FG13: 2017-05-01; FG14: 6300; FG15: 6100; FG16: 5900; CF7: 42000; CF8: 40000; CF9: 40000 | 40000 | 40000
| NCL or equivalent Prepainted |  | FG1: #REF!; FG2: #REF!; FG3: 1 sqm; FG13: 2017-06-01; FG14: 6000; FG15: 5900; FG16: 5700; CF7: 39000; CF8: 40000; CF9: 40000 | 0 | 0
| Ms frame & shutters |  | FG1: Supply and fixing of Mild steel Window of saze 1.5 mt x 1.35 mt ( Three Leaf Shutters) with window frame of Mild Steel Square hollow section of size 40 mm x40 mmx3.20 mm (TATA make or equalant) , Hold Fast-4 nos. of MS equal angle of ISA 2525 OF 4MM thick, WINDOW SHUTTER ;Shutter frame made up of mild steel square hollow section of size 25 mmx25mm x2.60 mm(TATA make or euavalent),with styles and planks of MS corrugated sheet 1.00 mm thick,including hardware fixture 1) MS PC Butt Hinges IS ;205 100 MM long - 4 Nos,safety bars of 10 mm square rods @125 mm center to center walded horizontally to full widh of window including cost and conveyance all materials to site.Fabrication charges of MS Window frame and shutter including welding of hard ware fixtures to window frame and shutters, labour chargesfor fixing of window in position.Red oxide paint of grade -i quality to MS Window Frame and shutters, sales ans other taxes, operational and incidental charges, labour charges including welding charges and 2 coats of synthetic enamil paint etc., complete for finished item of work.; FG2: 7749; FG3: 1 sqm; FG13: 2016-07-01; FG14: 4700; FG15: 4600; FG16: 4400; CF7: 33000; CF8: 34000; CF9: 34000 | 0 | 0
|  |  | FG13: 2018-06-30; FG14: 4750; FG15: 4650; FG16: 4500; CF7: 44000; CF8: 43000; CF9: 43000 | 0 | 47000

## c-data 2 (hidden)
DATA
Construction of Kitchen shed at ZPHS Bijwar(V) of Utkoor(M)
|  | Overheads | 0%
COMMON STANDARD SCHEDULE OF RATES FOR THE YEAR 2020-21
|  |  |  | 20% | AGENCY / MUNICIPAL / LALI ALLOWANCE
LABOUR CHARGES
Sl.No |  | Description | SSR Sl.No. | Initial Rate | Final Rate | Unit
1 |  | 1st class mason | I-11 | 520 | 624 | per | day
2 |  | 2nd class mason | II-35 | 490 | 588 | per | day
3 |  | 1st class Brick Layer | I-11 | 520 | 624 | per | day
4 |  | 2nd class Brick layer | II-35 | 490 | 588 | per | day
5 |  | Blacksmith | I-2 | 515 | 618 | per | day
6 |  | Plumber 1st Class-I.36 | I-45 | 605 | 726 | per | Each
7 |  | Plumber 2nd class-II.9 | II-42 | 490 | 588 | per | Each
8 |  | 1st class carpenter | I-4 | 615 | 738 | per | day
9 |  | mate | I-10 | 465 | 558 | per | day
10 |  | 2nd class carpenter | II-04 | 490 | 588 | per | day
11 |  | 1st class Painter | I-35 | 595 | 714 | per | day
12 |  | 2nd class Painter | II-37 | 490 | 588 | per | day
13 |  | Head mazdoor | II-10 | 490 | 588 | per | day
14 |  | Man mazdoor | III-3 | 465 | 558 | per | day
15 |  | Woman mazdoor | III-4 | 465 | 558 | per | day
16 |  | Cost of binding wire | CSSR-A.03 | 60 | 60 | per | Kg
CENTERING CHARGES (Providing Centring, shuttering and scaffolding with props and steel plate as per the approved shuttering plan and other accessories as per the norms and stability calculations including cost and conveyance of all accessories Using Cashewrina Ballies and Wooden runners & staging including all bracings, cross members etc complete for finished item of work)
| Sl | NAME OF THE STRUCTURAL MEMBER | Unit of Measurement | Material Hire charges |  | Labour charges |  | Centring Charges for 2020-21
| 1 | 2 | 6 | 3 |  | 4 |  | 5
| HIRE CHARGES FOR CENTERING & SCAFFOLDING - Unsupported height up to 3.66 M using Casurina Bellies, Bamboos, Wooden Reapers, Runners, Wood Posts, Steel Centering Plates etc., | [8 empty] | 1st floor |  | 2nd floor |  | 3rd floor |  | 4th floor
[10 empty] | labour | total | labour | total | labour | total | labour | total | labour | total
| A | FOOTINGS | per 1 cum | Rs. | 288 | Rs. | 693 | Rs. | 981 | 762.3 | 1050.3 | 831.6 | 1119.6 | #REF! | #REF! | 970.2 | 1258.2 | 1039.5 | 1732.5
|  | bed blocks and bands | per 1 cum | Rs. | 64 | Rs. | 356 | Rs. | 420 | 391.6 | 455.6 | 427.2 | 491.2 | 462.8 | 526.8 | 498.4 | 562.4 | 534 | 890
| B | PEDESTALS | per 1 cum | Rs. | 328 | Rs. | 1101 | Rs. | 1429 | 1211.1 | 1539.1 | 1321.2 | 1649.2 | 1431.3 | 1759.3 | 1541.4 | 1869.4 | 1651.5 | 2752.5
| C | PLINTH BEAMS | per 1 cum | Rs. | 1390 | Rs. | 1669 | Rs. | 3059 | 1835.9 | 3225.9 | 2002.8 | 3392.8 | 2169.7 | 3559.7 | 2336.6 | 3726.6 | 2503.5 | 4172.5
| D | LINTELS | per 1 cum | Rs. | 790 | Rs. | 1373 | Rs. | 2163 | 1510.3 | 2300.3 | 1647.6 | 2437.6 | 1784.9 | 2574.9 | 1922.2 | 2712.2 | 2059.5 | 3432.5
| E | CHAJJAS - SUNSHADES | per 1 sqm | Rs. | 156 | Rs. | 211 | Rs. | 367 | 232.1 | 388.1 | 253.2 | 409.2 | 274.3 | 430.3 | 295.4 | 451.4 | 316.5 | 527.5
| F | COLUMNS | per 1 cum | Rs. | 238 | Rs. | 1928 | Rs. | 2166 | 2120.8 | 2358.8 | 2313.6 | 2551.6 | 2506.4 | 2744.4 | 2699.2 | 2937.2 | 2892 | 4820
| G | BEAMS | per 1 cum | Rs. | 1395 | Rs. | 1617 | Rs. | 3012 | 1778.7 | 3173.7 | 1940.4 | 3335.4 | 2102.1 | 3497.1 | 2263.8 | 3658.8 | 2425.5 | 4042.5
| H | SLABS - Up to 150 mm thick | per 1 sqm | Rs. | 158 | Rs. | 183 | Rs. | 341 | 201.3 | 359.3 | 219.6 | 377.6 | 237.9 | 395.9 | 256.2 | 414.2 | 274.5 | 457.5
| I | SLABS - above 150 mm - Up to 300 mm thick | per 1 sqm | Rs. | 163 | Rs. | 189 | Rs. | 352 | 207.9 | 370.9 | 226.8 | 389.8 | 245.7 | 408.7 | 264.6 | 427.6 | 283.5 | 472.5
| J | SLABS - above 300 mm thick | per 1 sqm | Rs. | 170 | Rs. | 198 | Rs. | 368 | 217.8 | 387.8 | 237.6 | 407.6 | 257.4 | 427.4 | 277.2 | 447.2 | 297 | 495
| K | WAFFLE - (GRID) SLABS (Rib Beams with Slabs) | per 1 sqm | Rs. | 575 | Rs. | 666 | Rs. | 1241 | 732.6 | 1307.6 | 799.2 | 1374.2 | 865.8 | 1440.8 | 932.4 | 1507.4 | 999 | 1665
| L | PERGOLA SLABS (Only Rib Beams) | per 1 sqm | Rs. | 403 | Rs. | 466 | Rs. | 869 | 512.6 | 915.6 | 559.2 | 962.2 | 605.8 | 1008.8 | 652.4 | 1055.4 | 699 | 1165
| M | ARCH BEAMS - up to 1.5 M Span | per 1 cum | Rs. | 1586 | Rs. | 1838 | Rs. | 3424 | 2021.8 | 3607.8 | 2205.6 | 3791.6 | 2389.4 | 3975.4 | 2573.2 | 4159.2 | 2757 | 4595
| N | ARCH BEAMS - above 1.5 M Span | per 1 cum | Rs. | 1609 | Rs. | 1863 | Rs. | 3472 | 2049.3 | 3658.3 | 2235.6 | 3844.6 | 2421.9 | 4030.9 | 2608.2 | 4217.2 | 2794.5 | 4657.5
| O | DOME SLABS | per 1 cum | Rs. | 2566 | Rs. | 2971 | Rs. | 5537 | 3268.1 | 5834.1 | 3565.2 | 6131.2 | 3862.3 | 6428.3 | 4159.4 | 6725.4 | 4456.5 | 7427.5
| P | HELICAL STAIRCASES | per 1 sqm | Rs. | 196 | Rs. | 227 | Rs. | 423 | 249.7 | 445.7 | 272.4 | 468.4 | 295.1 | 491.1 | 317.8 | 513.8 | 340.5 | 567.5
| Q | Shear walls RCC walls,Water tank walls | [7 empty] | 0 | 0 | 0 | 0 | 0 | 0 | 0 | 0 | 0 | 0
| HIRE CHARGES FOR CENTERING & SCAFFOLDING - Unsupported height up to 3.66 M using Steel scaffolding pipes, jack Props, wallers, Foot plates, brackets, steel Centering Plates,etc., | [8 empty] | 1st floor |  | 2nd floor |  | 3rd floor |  | 4th floor
[10 empty] | labour | total | labour | total | labour | total | labour | total | labour | total
| A | FOOTINGS | per 1 cum | Rs. | 288 | Rs. | 693 | Rs. | 981 | 762.3 | 1050.3 | 831.6 | 1119.6 | 900.9 | 1188.9 | 970.2 | 1258.2 | 1039.5 | 1732.5
|  | bed blocks and bands | per 1 cum | Rs. | 64 | Rs. | 356 | Rs. | 420 | 391.6 | 455.6 | 427.2 | 491.2 | 462.8 | 526.8 | 498.4 | 562.4 | 534 | 890
| B | PEDESTALS | per 1 cum | Rs. | 328 | Rs. | 1101 | Rs. | 1429 | 1211.1 | 1539.1 | 1321.2 | 1649.2 | 1431.3 | 1759.3 | 1541.4 | 1869.4 | 1651.5 | 2752.5
| C | PLINTH BEAMS | per 1 cum | Rs. | 1390 | Rs. | 1669 | Rs. | 3059 | 1835.9 | 3225.9 | 2002.8 | 3392.8 | 2169.7 | 3559.7 | 2336.6 | 3726.6 | 2503.5 | 4172.5
| D | LINTELS | per 1 cum | Rs. | 1180 | Rs. | 1772 | Rs. | 2952 | 1949.2 | 3129.2 | 2126.4 | 3306.4 | 2303.6 | 3483.6 | 2480.8 | 3660.8 | 2658 | 4430
| E | CHAJJAS - SUNSHADES | per 1 sqm | Rs. | 233 | Rs. | 272 | Rs. | 505 | 299.2 | 532.2 | 326.4 | 559.4 | 353.6 | 586.6 | 380.8 | 613.8 | 408 | 680
| F | COLUMNS | per 1 cum | Rs. | 355 | Rs. | 2488 | Rs. | 2843 | 2736.8 | 3091.8 | 2985.6 | 3340.6 | 3234.4 | 3589.4 | 3483.2 | 3838.2 | 3732 | 6220
| G | BEAMS | per 1 cum | Rs. | 2085 | Rs. | 2088 | Rs. | 4173 | 2296.8 | 4381.8 | 2505.6 | 4590.6 | 2714.4 | 4799.4 | 2923.2 | 5008.2 | 3132 | 5220
| H | SLABS - Up to 150 mm thick | per 1 sqm | Rs. | 236 | Rs. | 236 | Rs. | 472 | 259.6 | 495.6 | 283.2 | 519.2 | 306.8 | 542.8 | 330.4 | 566.4 | 354 | 590
| I | SLABS - above 150 mm - Up to 300 mm thick | per 1 sqm | Rs. | 243 | Rs. | 243 | Rs. | 486 | 267.3 | 510.3 | 291.6 | 534.6 | 315.9 | 558.9 | 340.2 | 583.2 | 364.5 | 607.5
| J | SLABS - above 300 mm thick | per 1 sqm | Rs. | 254 | Rs. | 255 | Rs. | 509 | 280.5 | 534.5 | 306 | 560 | 331.5 | 585.5 | 357 | 611 | 382.5 | 637.5
| K | WAFFLE - (GRID) SLABS (Rib Beams with Slabs) | per 1 sqm | Rs. | 858 | Rs. | 859 | Rs. | 1717 | 944.9 | 1802.9 | 1030.8 | 1888.8 | 1116.7 | 1974.7 | 1202.6 | 2060.6 | 1288.5 | 2147.5
| L | PERGOLA SLABS (Only Rib Beams) | per 1 sqm | Rs. | 602 | Rs. | 602 | Rs. | 1204 | 662.2 | 1264.2 | 722.4 | 1324.4 | 782.6 | 1384.6 | 842.8 | 1444.8 | 903 | 1505
| M | ARCH BEAMS - up to 1.5 M Span | per 1 cum | Rs. | 2370 | Rs. | 2373 | Rs. | 4743 | 2610.3 | 4980.3 | 2847.6 | 5217.6 | 3084.9 | 5454.9 | 3322.2 | 5692.2 | 3559.5 | 5932.5
| N | ARCH BEAMS - above 1.5 M Span | per 1 cum | Rs. | 2404 | Rs. | 2407 | Rs. | 4811 | 2647.7 | 5051.7 | 2888.4 | 5292.4 | 3129.1 | 5533.1 | 3369.8 | 5773.8 | 3610.5 | 6017.5
| O | DOME SLABS | per 1 cum | Rs. | 3833 | Rs. | 3836 | Rs. | 7669 | 4219.6 | 8052.6 | 4603.2 | 8436.2 | 4986.8 | 8819.8 | 5370.4 | 9203.4 | 5754 | 9590
| P | HELICAL STAIRCASES | per 1 sqm | Rs. | 292 | Rs. | 293 | Rs. | 585 | 322.3 | 614.3 | 351.6 | 643.6 | 380.9 | 672.9 | 410.2 | 702.2 | 439.5 | 732.5
| Q | Shear walls RCC walls,Water tank walls | per 1 sqm | Rs. | 1206 | Rs. | 1814 | Rs. | 3020 | 1995.4 | 3201.4 | 2176.8 | 3382.8 | 2358.2 | 3564.2 | 2539.6 | 3745.6 | 4228 | 6042
HIRE CHARGES FOR ACCESS SCAFFOLDING - up to 3.66 M using Casurina Bellies, Bamboos, Wooden Reapers, Runners, Wood Posts, Wall Plates etc., for BRICK MASONRY/STONE MASONRY - 1 sqm(WALL AREA)
| A | 1st - Floor | per 1 sqm | Rs. | 10.32 | Rs. | 87.18 | Rs. | 97.5
| B | 2nd - Floor | per 1 sqm | Rs. | 10.32 | Rs. | 124.85 | Rs. | 135.17
| C | 3rd - Floor | per 1 sqm | Rs. | 10.32 | Rs. | 162.49 | Rs. | 172.81
| D | 4th - Floor | per 1 sqm | Rs. | 10.32 | Rs. | 200.15 | Rs. | 210.47
| E | 5th - Floor | per 1 sqm | Rs. | 10.32 | Rs. | 237.8 | Rs. | 248.12
| F | 6th - Floor | per 1 sqm | Rs. | 10.32 | Rs. | 275.44 | Rs. | 285.76
| Sl | NAME OF THE STRUCTURAL MEMBER | Unit of Measurement | Material Hire charges |  | Labour charges |  | Centring Charges for 2020-21
| 1 | 2 | 6 | 3 |  | 4 |  | 5
HIRE CHARGES FOR ACCESS SCAFFOLDING - up to 3.66 M using Casurina Bellies, Bamboos, Wooden Reapers, Runners, Wood Posts, Wall Plates etc., for PLASTERING TO WALLS - 1 sqm
| A | 1st - Floor | per 1 sqm | Rs. | 1.03 | Rs. | 8.73 | Rs. | 9.76
| B | 2nd - Floor | per 1 sqm | Rs. | 1.03 | Rs. | 12.49 | Rs. | 13.52
| C | 3rd - Floor | per 1 sqm | Rs. | 1.03 | Rs. | 16.24 | Rs. | 17.27
| D | 4th - Floor | per 1 sqm | Rs. | 1.03 | Rs. | 20.01 | Rs. | 21.04
| E | 5th - Floor | per 1 sqm | Rs. | 1.03 | Rs. | 23.77 | Rs. | 24.8 | [5 empty] | 1245
| F | 6th - Floor | per 1 sqm | Rs. | 1.03 | Rs. | 27.56 | Rs. | 28.59
HIRE CHARGES FOR STAGE SCAFFOLDING - up to 3.66 M using Casurina Bellies, Bamboos, Wooden Reapers, Runners, Wood Posts, Wall Plates etc., for CEILING PLASTERING - 1 sqm
| A | 1st - Floor | per 1 sqm | Rs. | 2.46 | Rs. | 17.46 | Rs. | 19.92 | [5 empty] | 1245
| B | 2nd - Floor | per 1 sqm | Rs. | 2.46 | Rs. | 24.77 | Rs. | 27.23
| C | 3rd - Floor | per 1 sqm | Rs. | 2.46 | Rs. | 32.07 | Rs. | 34.53
| D | 4th - Floor | per 1 sqm | Rs. | 2.46 | Rs. | 39.4 | Rs. | 41.86 | [5 empty] | 1287.9
| E | 5th - Floor | per 1 sqm | Rs. | 2.46 | Rs. | 46.7 | Rs. | 49.16
| F | 6th - Floor | per 1 sqm | Rs. | 2.46 | Rs. | 54.01 | Rs. | 56.47
1330.8
CENTERING & SCAFFOLDING CHARGES- FLOOR WISE RATES for Steel scaffolding pipes, jack Props, Steel Centering Plates,etc., for unsupported height 3.66 M
|  |  |  | Lintels | Chajjas - Sun Shades | Columns | Beams | Slabs - Up To 150 mm Thick | Slabs - Above 150 Mm - Up To 300 mm Thick | Slabs - Above 300 mm Thick | Waffle Slabs (Rib Beams With Slabs) | Pergola Slabs (Only Rib Beams) | Arch Beams - Up To 1.5 M Span | Arch Beams - Above 1.5 M Span | Dome Slabs | Helical Staircases
|  | Unit |  | per 1 cum | per 1 sqm | per 1 cum | per 1 cum | per 1 sqm | per 1 sqm | per 1 sqm | per 1 sqm | per 1 sqm | per 1 cum | per 1 cum | 1373.7 | per 1 sqm
1st - Floor
|  | Material Hire for any Floor | H | 1180 | 233 | 355 | 2085 | 236 | 243 | 254 | 858 | 602 | 2370 | 2404 | 3833 | 292
|  | Labour Charges for 1st Floor | L | 1772 | 272 | 2488 | 2088 | 236 | 243 | 255 | 859 | 602 | 2373 | 2407 | 3838 | 293
|  | Total Hire Charges (H+L) | T | 2952 | 505 | 2843 | 4173 | 472 | 486 | 509 | 1717 | 1204 | 4743 | 4811 | 7671 | 585
LABOUR CHARGES for Further Floors
|  | 2nd - Floor | L | 1950 | 300 | 2738 | 2297 | 260 | 268 | 280 | 946 | 663 | 2610 | 2648 | 4221 | 322
|  | 3rd - Floor | L | 2127 | 326 | 2987 | 2505 | 283 | 292 | 305 | 1031 | 723 | 2849 | 2888 | 4605 | 351
|  | 4th - Floor | L | 2303 | 353 | 3234 | 2715 | 307 | 316 | 330 | 1118 | 784 | 3086 | 3130 | 4989 | 380
|  | 5th - Floor | L | 2481 | 380 | 3484 | 2923 | 330 | 341 | 355 | 1203 | 843 | 3322 | 3370 | 5372 | 411
CENTERING & SCAFFOLDING CHARGES- FLOOR WISE RATES for Casurina Ballies, Bamboos, Wooden Reapers, Runners, Wood Posts, Wall plates, Steel Centering Plates,etc., for unsupported height 3.66 M
|  |  |  | Lintels | Chajjas - Sun Shades | Columns | Beams | Slabs - Up To 150 mm Thick | Slabs - Above 150 Mm - Up To 300 mm Thick | Slabs - Above 300 mm Thick | Waffle Slabs (Rib Beams With Slabs) | Pergola Slabs (Only Rib Beams) | Arch Beams - Up To 1.5 M Span | Arch Beams - Above 1.5 M Span | Dome Slabs | Helical Staircases
|  | Unit |  | per 1 cum | per 1 sqm | per 1 cum | per 1 cum | per 1 sqm | per 1 sqm | per 1 sqm | per 1 sqm | per 1 sqm | per 1 cum | per 1 cum | per 1 cum | per 1 sqm
1st - Floor
|  | Material Hire for any Floor | H | 790 | 156 | 238 | 1395 | 158 | 163 | 170 | 575 | 403 | 1586 | 1609 | 2566 | 196
|  | Labour Charges for 1st Floor | L | 1373 | 211 | 1928 | 1617 | 183 | 189 | 198 | 666 | 466 | 1838 | 1863 | 2971 | 227
|  | Total Hire Charges (H+L) | T | 2163 | 367 | 2166 | 3012 | 341 | 352 | 368 | 1241 | 869 | 3424 | 3472 | 5537 | 423
LABOUR CHARGES for Further Floors
|  | 2nd - Floor | L | 1510 | 232 | 2120 | 1778 | 202 | 207 | 216 | 733 | 513 | 2022 | 2049 | 3269 | 250
|  | 3rd - Floor | L | 1646 | 254 | 2313 | 1940 | 220 | 227 | 236 | 799 | 560 | 2206 | 2235 | 3567 | 272
|  | 4th - Floor | L | 1783 | 275 | 2506 | 2101 | 238 | 246 | 256 | 865 | 607 | 2390 | 2421 | 3863 | 295
|  | 5th - Floor | L | 1921 | 295 | 2698 | 2262 | 257 | 265 | 276 | 931 | 653 | 2573 | 2608 | 4161 | 319
total
MATERIAL RATES OF MISCELLANEOUS BUILDING ITEMS
Sl. No |  | Description of Item | SSR Sl. No | Unit | Rate
1 |  | 2 | 3 | 4 | 5
1 |  | White Cement | TBSC-R.I-01 | Kg | 29
2 |  | Paint grade lime for white / colour wash | TBSC-G.II-01 | Kg | 22
3 |  | Water proof Cement paint of Superior Quality | TBSC-G.II-04 | Kg | 51
4 |  | Dry Distemper POWDER | TBSC-G.II-02 | Ltr | 43
5 |  | Oil Bound Washable Distemper Acrylic based | TBSC-G.II-03 | Kg | 54
6 |  | Wood Primer | TBSC-G.I-07 | Ltr | 144
7 |  | Putty for woodwork | TBSC-G.I-09 | Kg | 144
8 |  | Red Oxide Primer Paint Grade - I | TBSC-G.I-05 | Ltr | 129
9 |  | Supply of water based Cement Primer of interior Grade- 1 | TBSC-G.I-01 | Kg | 150
10 |  | Supply of water based Cement Primer of Exterior Grade- 2 | TBSC-G.I-02 | Kg | 191
11 |  | Supply of ready mixed Synthetic Enamel paints in all shades Grade - I having VOC (Volatile Organic Compound ) content less than 50 grams/ Lit. | TBSC-G.V-01 | Ltr | 251
12 |  | Supply of acrylic emulsion paint interior grade having VOC (Volatile Organic Compound ) content less than 50 grams/ liter. | TBSC-G.III-01 | Ltr | 195
13 |  | Supply of acrylic emulsion paint exterior grade with silicon additives having VOC (Volatile Organic Compound ) content less than 50 grams/ liter. | TBSC-G.III-02 | Ltr | 204
14 |  | Impervious Water proofing compound | TBSC-Q.II-05 | Kg | 73
15 |  | Rabbit wire mesh (Chicken Mesh) | TBSC-E.I-12 | Sqmt. | 19
16 |  | S&F of Pre cast RCC grills of any design of 50 mm thick | TBSC-R.I-22 | Sqmt. | 573 | [5 empty] | OLD FILE
17 |  | White Glazed Tiles of any Size 1st. Quality | TBSC-C.I-01 | Sqmt. | 300
18 |  | glazed red or white full body ceramic wall tiles of size 200 x 300 mm / 245 mm x 325 mm and thickness 6 mm of any size 1st quality | TBSC-C.VI-03 | Sqmt. | 300
19 |  | Ceramic tiles 7.3mm thick | TBSC-C.I-01 | Sqmt. | 300
20 |  | S&F Vinyl Flooring with Tiles 1.5mm thick in rolls | TBSC-C.X-03 | Sqmt. | 383
21 |  | Polished Marble Slabs of any variety 16 to 20 mm thick (size 0.457 x 0.457 M / 0.6 x 0.6 M) | TBSC-B.II-01 | Sqmt. | 661
22 |  | High polished Granite 16 to 18 mm thick up to 8' 00" (2.43M) other than black and regular colours | TBSC-B.III-02 | Sqmt. | 2709
23 |  | High polished Granite 16 to 18 mm thick up to 8' 00" (2.43M) black | TBSC-B.III-03 | Sqmt. | 2303
24 |  | Nano polished /stain free soluble salt porcelain vitrified tiles screen printed of size 600 x 600 mm and thickness between 8-10 mm 1st quality | TBSC-C.II-03 | Sqmt. | 421
25 |  | Vitrified polish floor tiles 600 x 600 mm of 8 to 10 mm thickness normal colour 1 st quality | TBSC-C.II-02 | Sqmt. | 421
26 |  | AC Sheet Corrugated 6mm thick | TBSC-D.VI-01 | Sqmt. | 220
29 |  | Supplying & fixing collapsible steel shutters with vertical, double channel of 20 x10x2 mm of 100 mm centre ,Bracers with flat iron 40x40x6 mm with 38 mm dia steel pulleys, the top, bottom and side vertical frames of the collapsible gate with 65x65mmx8mm MS Angle and middle guide rail at site height with 65mmx8mm MS flat for the pulleys to guide and fixed with necessary hold fasts, bolts, nuts, rivets, locking arrangements, stoppers, handles, all accessories all fixtures and painted with one coat of approved steel primer etc., complete for finished item of work | TBSC-E.I-02 | Sqmt. | 3466 | 3937.8959
30 |  | Supply & fixing of Rolling shutter made of 80 x 1.25 mm machine rolled CRCA laths, interlocked together through their entire length and jointed together at the ends by end-locks, mounted on specially designed pipe shaft of 50mm dia nominal bore MS B class pipe with brackets, plates, guide channels, stoppers, bottom locking plates and arrangements for inside & outside locking with push-pull operations including cost of hood cover and springs complete, painted with one coat of approved steel primer, locks, ball bearings, all accessories etc complete for finished item of work as per special spn: 1108 | TBSC-E.I-01 | Sqmt. | 3962 | 4501.4263
DATA
|  |  | Qty |  | Rate | Per |  | Amount
CEMENT MORTAR (1:2)
Material
|  | Cost of Sand | 1.05 | Cum | 437.12 | 1 | Cum | 458.976
|  | Cost of Cement | 720 | Kgs | 7168 | 1000 | Kgs | 5160.96
Man Power
|  | Light Mazdoor | 0.2 | Nos | 558 | 1 | Day | 111.6
|  | Rate per cu.m. | [5 empty] | 5731.536
CEMENT MORTAR (1:3)
Material
|  | Cost of Sand | 1.05 | Cum | 437.12 | 1 | Cum | 458.976
|  | Cost of Cement | 480 | Kgs | 7168 | 1000 | Kgs | 3440.64
Man Power
|  | Light Mazdoor | 0.2 | Nos | 558 | 1 | Day | 111.6
|  | Rate per cu.m. | [5 empty] | 4011.216
CEMENT MORTAR (1:4)
Material
|  | Cost of Sand | 1.05 | Cum | 437.12 | 1 | Cum | 458.976
|  | Cost of Cement | 360 | Kgs | 7168 | 1000 | Kgs | 2580.48
Man Power
|  | Light Mazdoor | 0.2 | Nos | 558 | 1 | Day | 111.6
|  | Rate per cu.m. | [5 empty] | 3151.056
CEMENT MORTAR (1:5)
Material
|  | Cost of Sand | 1.05 | Cum | 437.12 | 1 | Cum | 458.976
|  | Cost of Cement | 288 | Kgs | 7168 | 1000 | Kgs | 2064.384
Man Power
|  | Light Mazdoor | 0.2 | Nos | 558 | 1 | Day | 111.6
|  | Rate per cu.m. | [5 empty] | 2634.96
CEMENT MORTAR (1:6)
Material
|  | Cost of Sand | 1.05 | Cum | 437.12 | 1 | Cum | 458.976
|  | Cost of Cement | 240 | Kgs | 7168 | 1000 | Kgs | 1720.32
Man Power
|  | Light Mazdoor | 0.2 | Nos | 558 | 1 | Day | 111.6
|  | Rate per cu.m. | [5 empty] | 2290.896
CEMENT MORTAR (1:8)
Material
|  | Cost of Sand | 1.05 | Cum | 437.12 | 1 | Cum | 458.976
|  | Cost of Cement | 180 | Kgs | 7168 | 1000 | Kgs | 1290.24
Man Power
|  | Light Mazdoor | 0.2 | Nos | 558 | 1 | Day | 111.6
|  | Rate per cu.m. | [5 empty] | 1860.816
Cost andConvenyance of 20mm to 6mm HBG Graded Metal / (Trap Metal)
|  | 20mm | 0.6 | Cum | 1703.92 | 1 | Cum | 1022.352
|  | 12mm | 0.15 | Cum | 1592.67 | 1 | Cum | 238.9005
|  | 10mm | 0.15 | Cum | 1437.67 | 1 | Cum | 215.6505
|  | 6mm | 0.1 | Cum | 1247.67 | 1 | Cum | 124.767
|  | Rate per 1 cu.m. |  |  |  |  | Total | 1601.67
Hire charges of machinery
| SL. No | Description of machinery | Units | Hire charges | fuel charges | crew charges | total
| 1 | concrete mixer300/200 (diesel) | Hour | 55.6 | 93.3 | 271.7 | 420.6
| 2 | Batchingplant 0.5 cum | Hour | 109.2 | 134.3 | 406.1 | 649.6
| 3 | needle vibrator 40 mm (petrol) | Hour | 5.8 | 20.3 | 195.6 | 221.7
1291.9
Sl. No. |  | Description | Quantity |  | Rate (Rs.) | Per Unit |  | Amount (Rs.)
1 |  | Earth work excavation and depositing on bank (manual means) with initial lead of 10m and initial lift of 3m in Loamy & Clayey Soils like BC Soils, Red Earth & Ordinary Gravelly Soils ( SS 20-B) including all operational incidental labour charges such as shoring, strutting, sheeting, planking and dewatering including cost of hire charges of T & P, labour charges etc., complete for finished item of work excluding seignerage charges and dewatering charges etc., complete for Foundation of Building.(APSS No. 308)
|  | Light Mazdoor | 0.364 | Nos | 558 | 1 | Day | 203.112
|  | Add 75% for excavation of foundation of building | 1 | cu.m. | 152.334 | 1 | cu.m. | 152.334
|  | add seigniorage charges | 1 | cum | 0 | 1 | cum | 0
|  | Add 13.615% over heads | 355.446 | cu.m. | 0 | 1 | cu.m. | 0
|  | Rate per 1 cu.m. |  |  |  |  | Total | 355.45
2 |  | Earth work excavation and depositing on bank (Manual means) with initial lead of 10m and initial lift of 3m in Loamy & Clayey Soils like BC Soils, Red Earth & Ordinary Gravelly Soils ( SS 20-B) including all operational incidental labour charges such as shoring, strutting, sheeting, planking and dewatering including cost of hire charges of T & P, labour charges etc., complete for finished item of work excluding seignerage charges and dewatering charges etc., complete for Septic tank soak pit and sump.(APSS No. 308)
|  | Light Mazdoor | 0.364 | nos | 558 | 1 | nos | 203.112
|  | add seigniorage charges | 1 | cum | 0 | 1 | cum | 0
203.112
|  | Add 13.615% over heads | 203.112 |  | 0 | 1 |  | 0
|  | Rate per 1 cu.m. |  |  |  |  | Total | 203.15
3 |  | Earth work excavation for foundations (Mechanical Means) for buildings in ordinary soils and depositing on bank for all lifts and with an initial lead of 10m and up to 3m depth including all operational,incidental, labour charges such as shoring, sheeting, planking, strutting etc., and overheads & contractors profit complete for finished item of work excluding dewatering charges etc., as per SS 20 B(APSS 308)
(BLKD-CSTN-2-2)
Ordinary Soil - Mechanical Means up to 3m depth
Unit : 1 cum
|  | Taking output : | 240 | cum
a) Labour
|  | Mazdoor ( Unskilled) | 8.32 | Nos. | 558 | 1 | No. | 4642.56
b) Machinery
|  | Shovel 0.85 cum 110hp | 6 | hours | 2649.8 | 1 | Hour | 15898.8
|  | Crew charges | 6 | hours | 283.4 | 1 | Hour | 1700.4
|  | Add MA on crew charges | 0.2 |  | 283.4 |  |  | 56.68
22298.44
|  | Add 13.615% over heads | 0 |  | 22298.44 |  |  | 0
|  | Cost for 240 cum ( a+b+c+d) | [5 empty] | 22298.44
|  | Rate per 1 cum (a+b+c+d) / 240 | [5 empty] | 92.9102
[7 empty] | Say | 92.95
3 |  | Filling with useful available excavated earth (excluding rock) in trenches, sides of foundations and basement with initial lead in layers not exceeding 15cm thick, consolidating each deposited layer by watering and ramming including cost and conveyence of water to work site and all operational, incidental, labour charges, hire charges of T & P etc., complete for finished item of work. (APSS NO. 309 & 310)
|  | Light Mazdoor | 0.052 | Nos | 558 | 1 | Nos | 29.016
|  | Water | 0.12 | Kl | 73 | 1 | Kl | 8.76
37.776
|  | Add 13.615% over heads | 37.776 |  | 0 | 1 |  | 0
|  | Rate per 1 cu.m. |  |  |  |  | Total | 37.8
4 |  | Filling with Gravel in trenches, sides of foundations and basement with initial lead in layers not exceeding 15cm thick, consolidating each deposited layer by watering and ramming including cost and conveyence of water to the work site and all operational, incidental, labour charges, hire charges of T & P etc., completebut but excluding seignorage charges, for finished item of work. (APSS NO. 309 & 310)
|  | Cost of Gravel | 1 | cu.m. | 192.88 | 1 | cu.m. | 192.88
|  | Light Mazdoor | 0.052 | Nos | 558 | 1 | Nos | 29.016
|  | Water | 0.12 | Kl | 73 | 1 | Kl | 8.76
230.656
|  | Add 13.615% over heads | 230.656 | cu.m. | 0 | 1 | cu.m. | 0
|  | Rate per Cu.m. |  |  |  |  | Total | 230.7
5 |  | Filling with sand in trenches, sides of foundations and basement with initial lead in layers not exceeding 15cm thick, consolidating each deposited layer by watering and ramming including cost and conveyence of water to the work site and all operational, incidental, labour charges, hire charges of T & P etc., complete but excluding seignorage charges, for finished item of work. (APSS NO. 309 & 310)
|  | Cost of sand | 1 | cu.m. | 94.88 | 1 | cu.m. | 94.88
|  | Light Mazdoor | 0.31 | Nos | 558 | 1 | Nos | 172.98
|  | Water | 0.1 | Kl | 73 | 1 | Kl | 7.3
275.16
|  | Add 13.615% over heads | 275.16 | cu.m. | 0 | 1 | cu.m. | 0
|  | Rate per Cu.m. |  |  |  |  | Total | 275.2
5 |  | Plain Cement Concrete corresponding to M5 grade as per IS 456 equivalent to (1:5:10) proportion nominal mix (cement: fine aggregate: Coarse aggregate) using,40mm size Hard Blasted Granite (IS383, 1970) metal from approved quarry including cost and conveyance of all materials like cement, sand, coarse aggregate, water etc. to site, including sales & other taxes on all materials, all operational, incidental, and labour charges such as mixing, laying and ramming concrete in layers in position not exceeding 15cm, finishing top surface, curing concrete, etc., complete but excluding seigniorage chargesfor finished item of work for Foundations and Flooring Bed (APSS No. 402)
material
|  | Metal 40mm | 0.9 | cu.m. | 1247.67 | 1 | cu.m. | 1122.903
|  | Sand | 0.45 | cu.m. | 437.12 | 1 | cu.m. | 196.704
|  | Cement | 129.6 | Kgs. | 7168 | 1000 | Kgs. | 928.9728
|  | Water | 1.2 | KL | 73 | 1 | KL | 87.6
Machinery
|  | concrete mixer300/200 (diesel) | 1 | Hour | 420.6 | 1 | Hour | 420.6
|  | LA oncrew charges | 20% |  | 271.7 | 1 |  | 54.34
Labour
|  | 1st class mason | 0.1 | Nos. | 624 | 1 | Each | 62.4
|  | Light Mazdoor | 1.39 | Nos. | 558 | 1 | Each | 775.62
|  | Add 13.615% over heads | 3649.1398 | cu.m. | 0 | 1 | cu.m. | 0
|  | Rate per Cu.m. |  |  |  |  | Total | 3649.15
6 |  | Plain Cement Concrete corresponding to M7.5 grade as per IS 456 equivalent to (1:4:8) proportion nominal mix (cement: fine aggregate: Coarse aggregate) using , 40mm size Hard Blasted Granite (IS383, 1970) metal from approved quarry including cost and conveyance of all materials like cement, sand, coarse aggregate, water etc. to site, including sales & other taxes on all materials, all operational, incidental, and labour charges such as mixing, laying and ramming concrete in layers in position not exceeding 15cm, finishing top surface, curing concrete, etc., complete but excluding seigniorage charges, for finished item of work for Foundations (APSS No. 402)
material
|  | Metal 40mm | 0.9 | cu.m. | 1247.67 | 1 | cu.m. | 1122.903
|  | Sand | 0.45 | cu.m. | 437.12 | 1 | cu.m. | 196.704
|  | Cement | 162 | Kgs. | 7168 | 1000 | Kgs. | 1161.216
|  | Water | 1.2 | KL | 73 | 1 | KL | 87.6
Machinery
|  | concrete mixer300/200 (diesel) | 1 | Hour | 420.6 | 1 | Hour | 420.6
|  | LA oncrew charges | 20% |  | 271.7 | 1 |  | 54.34
Labour
|  | 1st class mason | 0.1 | cu.m. | 624 | 1 | cu.m. | 62.4
|  | Light Mazdoor | 1.39 | Nos. | 558 | 1 | Each | 775.62
|  | Add 13.615% over heads | 3881.383 | cu.m. | 0 | 1 | cu.m. | 0
|  | Rate per Cu.m. |  |  |  |  | Total | 3881.4
7 | 1 | Plain Cement Concrete corresponding to M5 grade as per IS 456 equivalent to (1:5:10) proportion nominal mix (cement: fine aggregate: Coarse aggregate) using , 20mm size Hard Blasted Granite (IS383, 1970) Machine Crushed graded metal from approved quarry including cost and conveyance of all materials like cement, sand, coarse aggregate, water etc. to site, including , sales & other taxes on all materials, all operational, incidental, and labour charges such as mixing, laying concrete, finishing top surface, curing concrete, etc., complete but excluding seigniorage charges for finished item of work for Dummy Columns. (APSS No. 402)
materal
|  | Graded Metal 20mm to 6mm | 0.9 | cu.m. | 1601.67 | 1 | cu.m. | 1441.503
|  | Sand | 0.45 | cu.m. | 437.12 | 1 | cu.m. | 196.704
|  | Cement | 129.6 | Kgs. | 7168 | 1000 | Kgs. | 928.9728
|  | Water | 1.2 | KL | 73 | 1 | KL | 87.6
Machinery
|  | concrete mixer300/200 (diesel) | 1 | Hour | 420.6 | 1 | Hour | 420.6
|  | LA oncrew charges | 20% |  | 271.7 | 1 |  | 54.34
Labour
|  | 1st class mason | 0.1 | cu.m. | 624 | 1 | cu.m. | 62.4
|  | Light Mazdoor | 1.39 | Nos. | 558 | 1 | Each | 775.62
[7 empty] | Total | 3967.7398
|  | Rate for other Floors |  | GF | FF | SF | TF | FF | FF
|  | Basic Rate of P.C.C(1:5:10) per Cum. |  | 3967.7398 | 3967.7398 | 3967.7398 | 3967.7398 | 3967.7398 | 3967.7398
|  | Hire charges on centering material |  | 238 | 238 | 238 | 238 | 238 | 355
|  | Labour charges for centering |  | 1928 | 2120.8 | 2313.6 | 2506.4 | 2699.2 | 3732
|  | La on centering labour charges | 20% | 385.6 | 424.16 | 462.72 | 501.28 | 539.84 | 746.4
|  | Lift Charges per Cum. |  | 0 | 83.802 | 167.604 | 251.406 | 335.208 | 419.01
|  |  |  | 6519.3398 | 6834.5018 | 7149.6638 | 7464.8258 | 7779.9878 | 9220.1498
|  | Add 13.615% over heads | 0 | 0 | 0 | 0 | 0 | 0 | 0
|  | Rate per cu.m. | Total | 6519.35 | 6834.55 | 7149.7 | 7464.85 | 7780 | 9220.15
8 |  | Plain Cement Concrete corresponding to M10 grade as per IS 456 equivalent to (1:3:6) proportion nominal mix (cement: fine aggregate: Coarse aggregate) using , 20mm size Hard Blasted Trap (IS383, 1970) Machine Crushed graded metal from from approved quarry including cost and conveyance of all materials like cement, sand, coarse aggregate, water etc. to site, including sales & other taxes on all materials, all operational, incidental and labour charges such as mixing, laying, curing concrete, etc., complete but excluding seigniorage charges for finished item of work for Bed Blocks and Hold Fasts (APSS No. 402)
Material
|  | Graded Metal 20 to 6 mm | 0.9 | cu.m. | 1601.67 | 1 | cu.m. | 1441.503
|  | Sand | 0.45 | cu.m. | 437.12 | 1 | cu.m. | 196.704
|  | Cement | 220 | Kgs. | 7168 | 1000 | Kgs. | 1576.96
|  | Water | 1.2 | KL | 73 | 1 | KL | 87.6
Machinery
|  | concrete mixer300/200 (diesel) | 1 | Hour | 420.6 | 1 | Hour | 420.6
|  | LA oncrew charges | 20% |  | 271.7 | 1 |  | 54.34
Labour
|  | 1st class mason | 0.1 | cu.m. | 624 | 1 | Each | 62.4
|  | Light Mazdoor | 1.39 | Nos. | 558 | 1 | Each | 775.62
|  | Basic rate per Cum. |  |  |  |  | Total | 4615.727
|  | Rate for other Floors |  | GF | FF | SF | TF | FF | FF
|  | Basic Rate of P.C.C(1:3:6) per Cum. |  | 4615.727 | 4615.727 | 4615.727 | 4615.727 | 4615.727 | 4615.727
|  | Hire charges on centering material |  | 64 | 64 | 64 | 64 | 64 | 64
|  | Labour charges for centering |  | 356 | 391.6 | 427.2 | 462.8 | 498.4 | 534
|  | La on centering labour charges | 20% | 71.2 | 78.32 | 85.44 | 92.56 | 99.68 | 106.8
|  | Lift Charges per Cum. |  | 0 | 83.8 | 167.6 | 251.41 | 335.21 | 419.01
|  |  |  | 5106.927 | 5233.447 | 5359.967 | 5486.497 | 5613.017 | 5739.537
|  | Add 13.615% over heads | 0 | 0 | 0 | 0 | 0 | 0 | 0
|  | Rate per cu.m. | Total | 5106.95 | 5233.45 | 5360 | 5486.5 | 5613.05 | 5739.55
9 |  | Plain Cement Concrete corresponding to M15 grade as per IS 456 equivalent to (1:2:4) proportion nominal mix (cement: fine aggregate: Coarse aggregate) using 20mm size Hard Blasted Trap (IS383, 1970) Machine Crushed graded metal from approved quarry including cost and conveyance of all materials like cement, sand, coarse aggregate, water etc. to site, including sales & other taxes on all materials, all operational, incidental and labour charges such as mixing, laying, curing concrete, etc., complete but excluding seigniorage charges for finished item of work (APSS No. 402)
Material
|  | Graded Metal 20mm to 6mm | 0.9 | cu.m. | 1601.67 | 1 | cu.m. | 1441.503
|  | Sand | 0.45 | cu.m. | 437.12 | 1 | cu.m. | 196.704
|  | Cement | 331.2 | Kgs. | 7168 | 1000 | Kgs. | 2374.0416
|  | Water | 1.2 | KL | 73 | 1 | KL | 87.6
Machinery
|  | concrete mixer300/200 (diesel) | 1 | Hour | 420.6 | 1 | Hour | 420.6
|  | LA oncrew charges | 20% |  | 271.7 | 1 |  | 54.34
Labour
|  | 1st class mason | 0.1 | cu.m. | 624 | 1 | cu.m. | 62.4
|  | men &women Mazdoor | 1.39 | Nos. | 558 | 1 | Each | 775.62
|  | Basic rate per Cum. |  |  |  |  | Total | 5412.8086
|  | Rate for other Floors |  | GF | FF | SF | TF | FF
|  | Basic Rate of P.C.C(1:2:4) per Cum. |  | 5412.8086 | 5412.8086 | 5412.8086 | 5412.8086 | 5412.8086 | 0
|  | Hire charges on centering material |  | 64 | 64 | 64 | 64 | 64 | 5412.8086
|  | Labour charges for centering |  | 356 | 391.6 | 427.2 | 462.8 | 498.4
|  | La on centering labour charges | 20% | 71.2 | 78.32 | 85.44 | 92.56 | 99.68
|  | Lift Charges per Cum. |  | 0 | 83.8 | 167.6 | 251.41 | 335.21
|  |  |  | 5904.0086 | 6030.5286 | 6157.0486 | 6283.5786 | 6410.0986
|  | Add 13.615% over heads | 0 | 0 | 0 | 0 | 0 | 0
|  | Rate per cu.m. | Total | 5904.05 | 6030.55 | 6157.05 | 6283.6 | 6410.1
10 |  | Plain Cement Concrete M20 Design Mix ( by weigh batching ) using 20mm size (SS5) hard blasted Trap machine crushed graded metal (Coarse aggregate) from approved quarry, using a minimum quantity of 350 kgs. of cement per 1 cum of concrete including cost and conveyance of all materials like cement, fine aggregate (Sand), coarse aggregate, water etc., to site and cost of all materials including steel centering, shuttering, machine mixing, laying concrete, lift charges, curing etc., complete but excluding seigniorage charges for finished item of work for steps
Material
|  | Graded Metal 20mm to 6mm | 0.8 | cu.m. | 1601.67 | 1 | cu.m. | 1281.336
|  | Sand | 0.4 | cu.m. | 437.12 | 1 | cu.m. | 174.848
|  | Cement | 350 | kgs | 7168 | 1000 | kgs | 2508.8
|  | Water | 1.2 | KL | 73 | 1 | KL | 87.6
Machinery
|  | Batchingplant 0.5 cum | 1.333 | Hour | 649.6 | 1 | Hour | 865.9168
|  | needle vibrator 40 mm (petrol) | 1.333 | Hour | 221.7 | 1 | Hour | 295.5261
|  | LA on crew charges | 20% |  | 802.07 | 1 |  | 160.414
Labour
|  | 1st class Masons | 0.1 | Nos. | 624 | 1 | Each | 62.4
|  | Man and Mazdoor | 1.39 | Nos. | 558 | 1 | Each | 775.62
|  | Basic rate per Cum. | [5 empty] | 6212.4609
|  | Rate for other Floors |  | GF | FF | SF | TF | FF
|  | Basic Rate of P.C.C(1:1.5:3) per Cum. |  | 6212.4609 | 6212.4609 | 6212.4609 | 6212.4609 | 6212.4609
|  | Hire charges on centering material |  | 64 | 64 | 64 | 64 | 64
|  | Labour charges for centering |  | 356 | 391.6 | 427.2 | 462.8 | 498.4
|  | La on centering labour charges | 20% | 71.2 | 78.32 | 85.44 | 92.56 | 99.68
|  | Lift Charges per Cum. |  | 0 | 83.8 | 167.6 | 251.41 | 335.21
|  |  |  | 6703.6609 | 6830.1809 | 6956.7009 | 7083.2309 | 7209.7509
|  | Add 13.615% over heads | 0 | 0 | 0 | 0 | 0 | 0
|  | Rate per cu.m. | Total | 6703.7 | 6830.2 | 6956.75 | 7083.25 | 7209.8
11 |  | Random Rubble stone masonry, in CM (1:8) prop: (Cement: Sand) using Hard blasted Granite stones from approved quarry including cost and conveyance of all materials like Granite stones, cement, sand, water, etc., to site sales & other taxes on all materials, all operational, incidental, and labour charges such as cutting stones to required size and shape, mixing of cement mortar, constructing masonry, curing etc., complete but excluding seigniorage charges for finished item of work for foundation and basement (APSS No. 601 & 615)
|  | cost of cement | 59.4 | Kgs | 7168 | 1000 | Kgs | 425.7792
|  | RR Stone | 0.5 | Cum | 785.42 | 1 | Cum | 392.71
|  | C R | 0.44 | Cum | 795.42 | 1 | Cum | 349.9848
|  | Through stones 25 x 25x 45 to 60 cms | 0.16 | Cum | 2070.2295 | 1 | Cum | 331.2367
|  | Sand | 0.33 | cu.m. | 437.12 | 1 | cu.m. | 144.2496
|  | 1st Class Mason | 1.2 | Nos | 624 | 1 | Each | 748.8
|  | Light Mazdoor | 2 | Nos | 558 | 1 | Each | 1116
3508.7603
|  | Add water charges @ 1% on cost of material & Labour | 3508.7603 |  | 0.01 |  |  | 35.09
3543.8503
|  | Add 13.615% over heads | 3543.8503 | cu.m. | 0 | 1 | cu.m. | 0
|  | Rate per cu.m. | [5 empty] | 3543.9
12 |  | Flush Pointing to RR Masonry in CM(1:3) Prop: including cost and conveyance of all materials like cement, sand, water etc., to site, including sales & other taxes on all materials, all operational, incidental charges and labour charges such as mixing mortar, finishing, curing, etc., complete but excluding seigniorage charges for finished item of work. (APSS 901,906)
|  | cost of cement | 1.44 | Kgs | 7168 | 1000 | Kgs | 10.3219
|  | Sand | 0.003 | cu.m. | 437.12 | 1 | cu.m. | 1.3114
|  | 1st Class Mason | 0.05 | Nos. | 588 | 1 | Each | 29.4
|  | Man mazdoor | 0.074 | Nos. | 558 | 1 | Each | 41.292
82.3253
|  | Add water charges @ 1% on cost of material & Labour | 82.3253 |  | 0.01 |  |  | 0.82
83.1453
|  | Add 13.615% over heads | 83.1453 | cu.m. | 0 | 1 | sqm | 0
|  | Rate per 1 Sqmt. |  |  |  |  | Or say | 83.15
11 |  | Vibrated Reinforced Cement Concrete M 20 Design Mix ( by weigh batching ) using 20mm size (SS5) hard blasted Trap machine crushed graded metal (Coarse aggregate) from approved quarry, using a minimum quantity of 350 kgs. of cement per 1 cum of concreteincluding cost and conveyance of all materials like cement, fine aggregate (Sand), coarse aggregate, water etc., to site and cost of all materials including centering using Casurina Bellies, Bamboos, Wooden Reapers, Runners, Wood Posts, Steel Centering Plates etc complete but excluding cost of steel and it’s fabrication charges for finished item of work but excluding seigniorage charges (APSS No. 402 & 403)
Fro foundation, plinth, pedastals(below plinth)
Material
|  | Graded Metal 20mm to 6mm | 0.8 | cu.m. | 1601.67 | 1 | cu.m. | 1281.336
|  | Sand | 0.4 | cu.m. | 437.12 | 1 | cu.m. | 174.848
|  | Cement | 350 | kgs | 7168 | 1000 | kgs | 2508.8
|  | Water | 1.2 | KL | 73 | 1 | KL | 87.6
Machinery
|  | Batchingplant 0.5 cum | 1.333 | Hour | 649.6 | 1 | Hour | 865.9168
|  | needle vibrator 40 mm (petrol) | 1.333 | Hour | 221.7 | 1 | Hour | 295.5261
|  | LA on crew charges | 20% |  | 802.07 | 1 |  | 160.414
manpower
|  | 1st Class Mason | 0.133 | Nos. | 624 | 1 | Each | 82.992
|  | 2nd Class Mason | 0.267 | Nos. | 588 | 1 | Each | 156.996
|  | Man Mazdoor | 4.6 | Nos. | 558 | 1 | Each | 2566.8
|  | Basic rate per Cum. |  |  |  |  | Total | 8181.2289
| a) | VRCC M20 grade design mix for footings
|  | Basic Rate per Cum. | 1 | cu.m. | 8181.2289 | 1 | cu.m. | 8181.2289
|  | Centering Charges per Cum. | 1 | cu.m. | 981 | 1 | cu.m. | 981
|  | Add La charges on labour on centering | 20% |  | 693 |  |  | 138.6
|  | Add 13.615% over heads | 9300.8289 | cu.m. | 0 | 1 | cu.m. | 0
|  | Rate per cu.m. |  |  |  |  | Say | 9300.85
| b) | VRCC M20 design mix for plinth beams
|  | Basic Rate per Cum. | 1 | cu.m. | 8181.2289 | 1 | cu.m. | 8181.2289
|  | Centering Charges per Cum. | 1 | cu.m. | 3059 | 1 | cu.m. | 3059
|  | Add La charges on labour on centering | 20% |  | 1669 |  |  | 333.8
|  | Add 13.615% over heads | 11574.0289 | cu.m. | 0 | 1 | cu.m. | 0
|  | Rate per cu.m. |  |  |  |  | Say | 11574.05
| c) | VRCC M20 for pedestals
|  | Basic Rate per Cum. | 1 | cu.m. | 8181.2289 | 1 | cu.m. | 8181.2289
|  | Centering Charges per Cum. | 1 | cu.m. | 1429 | 1 | cu.m. | 1429
|  | Add La charges on labour on centering | 20% |  | 1101 |  |  | 220.2
|  | Add 13.615% over heads | 9830.4289 | cu.m. | 0 | 1 | cu.m. | 0
|  | Rate per cu.m. |  |  |  |  | Say | 9830.45
12 |  | Vibrated Reinforced Cement Concrete M 20 Design Mix ( by weigh batching / Mixer ) using 20mm size (SS5) hard blasted Trap machine crushed graded metal (Coarse aggregate) from approved quarry, using a minimum quantity of 350 kgs. of cement per 1 cum of concreteincluding cost and conveyance of all materials like cement, fine aggregate (Sand), coarse aggregate, water etc., to site and cost of all materials including Casurina Bellies, Bamboos, Wooden Reapers, Runners, Wood Posts, Steel Centering Plates etc complete but excluding cost of steel and it’s fabrication charges but excluding seigniorage charges for finished item of work (APSS No. 402 & 403)
For columns / RCC walls and Water tanks
Material
|  | Graded Metal 20mm to 6mm | 0.8 | cu.m. | 1601.67 | 1 | cu.m. | 1281.336
|  | Sand | 0.4 | cu.m. | 437.12 | 1 | cu.m. | 174.848
|  | Cement | 350 | kgs | 7168 | 1000 | kgs | 2508.8
|  | Water | 1.2 | KL | 73 | 1 | KL | 87.6
Machinery
|  | Batchingplant 0.5 cum | 1.333 | Hour | 649.6 | 1 | Hour | 865.9168
|  | needle vibrator 40 mm (petrol) | 1.333 | Hour | 221.7 | 1 | Hour | 295.5261
|  | LA on crew charges | 20% |  | 802.07 | 1 |  | 160.414
manpower
|  | 1st Class Mason | 0.167 | Nos. | 624 | 1 | Each | 104.208
|  | 2nd Class Mason | 0.167 | Nos. | 588 | 1 | Each | 98.196
|  | Man Mazdoor | 5.6 | Nos. | 558 | 1 | Each | 3124.8
|  | Basic rate per Cum. |  |  |  |  | Total | 8701.6449
| a) | For columns / RCC walls and Water tanks
|  | Rate for other Floors |  | GF | FF | SF | TF | FF | FF
|  | Rate as worked out above per Cum. |  | 8701.6449 | 8701.6449 | 8701.6449 | 8701.6449 | 8701.6449 | 8701.6449
|  | Hire charges on centering material |  | 238 | 238 | 238 | 238 | 238 | 238
|  | Labour charges for centering |  | 1928 | 2120.8 | 2313.6 | 2506.4 | 2699.2 | 2892
|  | La on centering labour charges | 20% | 385.6 | 424.16 | 462.72 | 501.28 | 539.84 | 578.4
|  | Lift charges @ 10% extra on each floor |  |  | 332.72 | 665.44 | 998.16 | 1330.88 | 1663.6
|  |  |  | 11253.2449 | 11817.3249 | 12381.4049 | 12945.4849 | 13509.5649 | 14073.6449
|  | Add 13.615% over heads | 0 | 0 | 0 | 0 | 0 | 0 | 0
|  | Rate per cu.m. | Total | 11253.25 | 11817.35 | 12381.45 | 12945.5 | 13510 | 14074
13 |  | Vibrated Reinforced Cement Concrete M 20 Design Mix ( by weigh batching / Mixer ) using 20mm size (SS5) hard blasted Trap crushed graded metal (Coarse aggregate) from approved quarry, using a minimum quantity of 350 kgs. of cement per 1 cum of concreteincluding cost and conveyance of all materials like cement, fine aggregate (Sand), coarse aggregate, water etc., to site and cost of all materials including Casurina Bellies, Bamboos, Wooden Reapers, Runners, Wood Posts, Steel Centering Plates etccomplete but excluding cost of steel and it’s fabrication charges but excluding seigniorage charges for finished item of work (APSS No. 402 & 403)
For Roof Beams &Slabs
Material
|  | Graded Metal 20mm to 6mm | 0.8 | cu.m. | 1601.67 | 1 | cu.m. | 1281.336
|  | Sand | 0.4 | cu.m. | 437.12 | 1 | cu.m. | 174.848
|  | Cement | 350 | kgs | 7168 | 1000 | kgs | 2508.8
|  | Water | 1.2 | KL | 73 | 1 | KL | 87.6
Machinery
|  | Batchingplant 0.5 cum | 0.308 | Hour | 649.6 | 1 | Hour | 200.0768
|  | needle vibrator 40 mm (petrol) | 0.308 | Hour | 221.7 | 1 | Hour | 68.2836
|  | LA on crew charges | 20% |  | 185.32 | 1 |  | 37.064
manpower
|  | 1st Class Mason | 0.067 | Nos. | 624 | 1 | Each | 41.808
|  | 2nd Class Mason | 0.133 | Nos. | 588 | 1 | Each | 78.204
|  | Man Mazdoor | 3.077 | Nos. | 558 | 1 | Each | 1716.966
|  | Basic rate per Cum. |  |  |  |  | Total | 6194.9864
| a) | For Roof Beams
|  | Rate for other Floors |  | GF | FF | SF | TF | FF | FF
|  | Rate as worked out above per Cum. |  | 6194.9864 | 6194.9864 | 6194.9864 | 6194.9864 | 6194.9864 | 6194.9864
|  | Hire charges on centering material |  | 1395 | 1395 | 1395 | 1395 | 1395 | 1395
|  | Labour charges for centering |  | 1617 | 1778.7 | 1940.4 | 2102.1 | 2263.8 | 2425.5
|  | La on centering labour charges | 20% | 323.4 | 355.74 | 388.08 | 420.42 | 452.76 | 485.1
|  | Lift charges @ 10% extra on each floor |  |  | 183.7 | 367.4 | 551.09 | 734.79 | 918.49
|  |  |  | 9530.3864 | 9908.1264 | 10285.8664 | 10663.5964 | 11041.3364 | 11419.0764
|  | Add 13.615% over heads | 0 | 0 | 0 | 0 | 0 | 0 | 0
|  | Rate per cu.m. | Total | 9530.4 | 9908.15 | 10285.9 | 10663.6 | 11042 | 11420
| b) | VRCC M20 design mix for Slabs 75mm thick
|  | Cost of VRCC for 75 mm thick slab | 0.075 | cu.m. | 6194.9864 | 1 | cu.m. | 464.624
|  | Rate for other Floors |  | GF | FF | SF | TF
|  | Rate as worked out above per Cum. |  | 464.624 | 464.624 | 464.624 | 464.624
|  | Hire charges on centering material |  | 158 | 158 | 158 | 158
|  | Labour charges for centering |  | 183 | 201.3 | 219.6 | 237.9
|  | La on centering labour charges | 20% | 36.6 | 40.26 | 43.92 | 47.58
|  | Lift charges @ 10% extra on each floor |  |  | 13.78 | 27.55 | 41.33
|  |  |  | 842.224 | 877.964 | 913.694 | 949.434
|  | Add 13.615% over heads | 0 | 0 | 0 | 0 | 0
|  | Rate per 1 Sqmts. | Total | 842.25 | 878 | 913.7 | 949.45
| c) | VRCC M20 design mix for Slabs 100mm thick
|  | Cost of VRCC for 100 mm thick slab | 0.1 | cu.m. | 6194.9864 | 1 | cu.m. | 619.4986
|  | Rate for other Floors |  | GF | FF | SF | TF | FF
|  | Rate as worked out above per Cum. |  | 619.4986 | 619.4986 | 619.4986 | 619.4986 | 619.4986
|  | Hire charges on centering material |  | 158 | 158 | 158 | 158 | 158
|  | Labour charges for centering |  | 183 | 201.3 | 219.6 | 237.9 | 256.2
|  | La on centering labour charges | 20% | 36.6 | 40.26 | 43.92 | 47.58 | 51.24
|  | Lift charges @ 10% extra on each floor |  |  | 18.37 | 36.74 | 55.11 | 73.48
|  |  |  | 997.0986 | 1037.4286 | 1077.7586 | 1118.0886 | 1158.4186
|  | Add 13.615% over heads | 0 | 0 | 0 | 0 | 0 | 0
|  | Rate per 1 Sqmts. | Total | 997.1 | 1037.45 | 1077.8 | 1118.1 | 1158.45
| d) | VRCC M20 design mix for Slabs of 110mm thick
|  | Cost of VRCC for 110 mm thick slab | 0.11 | cu.m. | 6194.9864 | 1 | cu.m. | 681.4485
|  | Rate for other Floors |  | GF | FF | SF | TF
|  | Rate as worked out above per Cum. |  | 681.4485 | 681.4485 | 681.4485 | 681.4485
|  | Hire charges on centering material |  | 158 | 158 | 158 | 158
|  | Labour charges for centering |  | 183 | 201.3 | 219.6 | 237.9
|  | La on centering labour charges | 20% | 36.6 | 40.26 | 43.92 | 47.58
|  | Lift charges @ 10% extra on each floor |  |  | 20.21 | 40.41 | 60.62
|  |  |  | 1059.0485 | 1101.2185 | 1143.3785 | 1185.5485
|  | Add 13.615% over heads | 0 | 0 | 0 | 0 | 0
|  | Rate per 1 Sqmts. | Total | 1059.05 | 1101.25 | 1143.4 | 1185.55
| b) | VRCC M20 design mix for Slabs of 115mm thick
|  | Cost of VRCC for 115 mm thick slab | 0.115 | cu.m. | 6194.9864 | 1 | cu.m. | 712.4234
|  | Rate for other Floors |  | GF | FF | SF | TF
|  | Rate as worked out above per Cum. |  | 712.4234 | 712.4234 | 712.4234 | 712.4234
|  | Hire charges on centering material |  | 158 | 158 | 158 | 158
|  | Labour charges for centering |  | 183 | 201.3 | 219.6 | 237.9
|  | La on centering labour charges | 20% | 36.6 | 40.26 | 43.92 | 47.58
|  | Lift charges @ 10% extra on each floor |  |  | 21.13 | 42.25 | 63.38
|  |  |  | 1090.0234 | 1133.1134 | 1176.1934 | 1219.2834
|  | Add 13.615% over heads | 0 | 0 | 0 | 0 | 0
|  | Rate per 1 Sqmts. | Total | 1090.05 | 1133.15 | 1176.2 | 1219.3
14 | c) | VRCC M20 design mix for Slabs of 120mm thick
|  | Cost of VRCC for 120 mm thick slab | 0.12 | cu.m. | 6194.9864 | 1 | cu.m. | 743.3984
|  | Rate for other Floors |  | GF | FF | SF | TF
|  | Rate as worked out above per Cum. |  | 743.3984 | 743.3984 | 743.3984 | 743.3984
|  | Hire charges on centering material |  | 158 | 158 | 158 | 158
|  | Labour charges for centering |  | 183 | 201.3 | 219.6 | 237.9
|  | LA on centering labour charges | 20% | 36.6 | 40.26 | 43.92 | 47.58
|  | Lift charges @ 10% extra on each floor |  |  | 22.04 | 44.09 | 66.13
|  |  |  | 1120.9984 | 1164.9984 | 1209.0084 | 1253.0084
|  | Add 13.615% over heads | 0 | 0 | 0 | 0 | 0
|  | Rate per 1 Sqmts. | Total | 1121 | 1165 | 1209.05 | 1253.05
| d) | VRCC M20 for Slabs 125mm thick
|  | Cost of VRCC for 125 mm thick slab | 0.125 | cu.m. | 6194.9864 | 1 | cu.m. | 774.3733
|  | Rate for other Floors |  | GF | FF | SF | TF | FF | FF
|  | Rate as worked out above per Cum. |  | 774.3733 | 774.3733 | 774.3733 | 774.3733 | 774.3733 | 774.3733
|  | Hire charges on centering material |  | 158 | 158 | 158 | 158 | 158 | 158
|  | Labour charges for centering |  | 183 | 201.3 | 219.6 | 237.9 | 256.2 | 274.5
|  | LA on centering labour charges | 20% | 36.6 | 40.26 | 43.92 | 47.58 | 51.24 | 54.9
|  | Lift charges @ 10% extra on each floor |  |  | 22.96 | 45.92 | 68.89 | 91.85 | 114.81
|  |  |  | 1151.9733 | 1196.8933 | 1241.8133 | 1286.7433 | 1331.6633 | 1376.5833
|  | Add 13.615% over heads | 0 | 0 | 0 | 0 | 0 | 0 | 0
|  | Rate per 1 Sqmts. | Total | 1152 | 1196.9 | 1241.85 | 1286.75 | 1331.7 | 1376.6
| e) | VRCC M20 for Slabs 140 mm thick
|  | Cost of VRCC for 140 mm thick slab | 0.14 | cu.m. | 6194.9864 | 1 | cu.m. | 867.2981
|  | Rate for other Floors |  | GF | FF | SF | TF
|  | Rate as worked out above per Cum. |  | 867.2981 | 867.2981 | 867.2981 | 867.2981
|  | Hire charges on centering material |  | 158 | 158 | 158 | 158
|  | Labour charges for centering |  | 183 | 201.3 | 219.6 | 237.9
|  | LA on centering labour charges | 20% | 36.6 | 40.26 | 43.92 | 47.58
|  | Lift charges @ 10% extra on each floor |  |  | 25.72 | 51.44 | 77.15
|  |  |  | 1244.8981 | 1292.5781 | 1340.2581 | 1387.9281
|  | Add 13.615% over heads | 0 | 0 | 0 | 0 | 0
|  | Rate per 1 Sqmts. | Total | 1244.9 | 1292.6 | 1340.3 | 1387.95
| f) | VRCC M20 design mix for Slabs of 115mm thick
|  | Cost of VRCC for 115 mm thick slab | 0.115 | cu.m. | 6194.9864 | 1 | cu.m. | 712.4234
|  | Rate for other Floors |  | GF | FF | SF | TF
|  | Rate as worked out above per Cum. |  | 712.4234 | 712.4234 | 712.4234 | 712.4234
|  | Hire charges on centering material |  | 158 | 158 | 158 | 158
|  | Labour charges for centering |  | 183 | 201.3 | 219.6 | 237.9
|  | La on centering labour charges | 20% | 36.6 | 40.26 | 43.92 | 47.58
|  | Lift charges @ 10% extra on each floor |  |  | 21.13 | 42.25 | 63.38
|  |  |  | 1090.0234 | 1133.1134 | 1176.1934 | 1219.2834
|  | Add 13.615% over heads | 0 | 0 | 0 | 0 | 0
|  | Rate per 1 Sqmts. | Total | 1090.05 | 1133.15 | 1176.2 | 1219.3
1 | g) | VRCC M20 for Slabs 150 mm thick
|  | Cost of VRCC for 150 mm thick slab | 0.15 | cu.m. | 6194.9864 | 1 | cu.m. | 929.248
|  | Rate for other Floors |  | GF | FF | SF | TF | FF | FF
|  | Rate as worked out above per Cum. |  | 929.248 | 929.248 | 929.248 | 929.248 | 929.248 | 929.248
|  | Hire charges on centering material |  | 158 | 158 | 158 | 158 | 158 | 158
|  | Labour charges for centering |  | 183 | 201.3 | 219.6 | 237.9 | 256.2 | 274.5
|  | LA on centering labour charges | 20% | 36.6 | 40.26 | 43.92 | 47.58 | 51.24 | 54.9
|  | Lift charges @ 10% extra on each floor |  |  | 27.55 | 55.11 | 82.66 | 110.22 | 137.77
|  |  |  | 1306.848 | 1356.358 | 1405.878 | 1455.388 | 1504.908 | 1554.418
|  | Add 13.615% over heads | 0 | 0 | 0 | 0 | 0 | 0 | 0
|  | Rate per 1 Sqmts. | Total | 1306.85 | 1356.4 | 1405.9 | 1455.4 | 1504.95 | 1554.45
| h) | VRCC M20 for Slabs 165mm thick
|  | Cost of VRCC for 165 mm thick slab | 0.165 | cu.m. | 6194.9864 | 1 | cu.m. | 1022.1728
|  | Rate for other Floors |  | GF | FF | SF | TF
|  | Rate as worked out above per Cum. |  | 1022.1728 | 1022.1728 | 1022.1728 | 1022.1728
|  | Hire charges on centering material |  | 163 | 163 | 163 | 163
|  | Labour charges for centering |  | 189 | 207.9 | 226.8 | 245.7
|  | LA on centering labour charges | 20% | 37.8 | 41.58 | 45.36 | 49.14
|  | Lift charges @ 10% extra on each floor |  |  | 30.31 | 60.62 | 90.93
|  |  |  | 1411.9728 | 1464.9628 | 1517.9528 | 1570.9428
|  | Add 13.615% over heads | 0 | 0 | 0 | 0 | 0
|  | Rate per 1 Sqmts. | Total | 1412 | 1465 | 1518 | 1570.95
2 | i) | VRCC M20 for Slabs 175mm thick
|  | Cost of VRCC for 175 mm thick slab | 0.175 | cu.m. | 6194.9864 | 1 | cu.m. | 1084.1226
|  | Rate for other Floors |  | GF | FF | SF | TF | FF | FF
|  | Rate as worked out above per Cum. |  | 1084.1226 | 1084.1226 | 1084.1226 | 1084.1226 | 1084.1226 | 1084.1226
|  | Hire charges on centering material |  | 163 | 163 | 163 | 163 | 163 | 163
|  | Labour charges for centering |  | 189 | 207.9 | 226.8 | 245.7 | 264.6 | 283.5
|  | LA on centering labour charges | 20% | 37.8 | 41.58 | 45.36 | 49.14 | 52.92 | 56.7
|  | Lift charges @ 10% extra on each floor |  |  | 32.15 | 64.29 | 96.44 | 128.59 | 160.74
|  |  |  | 1473.9226 | 1528.7526 | 1583.5726 | 1638.4026 | 1693.2326 | 1748.0626
|  | Add 13.615% over heads | 0 | 0 | 0 | 0 | 0 | 0 | 0
|  | Rate per 1 Sqmts. | Total | 1473.95 | 1528.8 | 1583.6 | 1638.45 | 1693.25 | 1748.1
| m) | VRCC M20 for Slabs 180mm thick
|  | Cost of VRCC for 180 mm thick slab | 0.18 | cu.m. | 6194.9864 | 1 | cu.m. | 1115.0976
|  | Rate for other Floors |  | GF | FF | SF | TF
|  | Rate as worked out above per Cum. |  | 1115.0976 | 1115.0976 | 1115.0976 | 1115.0976
|  | Hire charges on centering material |  | 163 | 163 | 163 | 163
|  | Labour charges for centering |  | 189 | 207.9 | 226.8 | 245.7
|  | LA on centering labour charges | 20% | 37.8 | 41.58 | 45.36 | 49.14
|  | Lift charges @ 10% extra on each floor |  |  | 33.07 | 66.13 | 99.2
|  |  |  | 1504.8976 | 1560.6476 | 1616.3876 | 1672.1376
|  | Add 13.615% over heads | 0 | 0 | 0 | 0 | 0
|  | Rate per 1 Sqmts. | Total | 1504.9 | 1560.65 | 1616.4 | 1672.15
| n) | VRCC M20 for Slabs 200mm thick
|  | Cost of VRCC for 200 mm thick slab | 0.2 | cu.m. | 6194.9864 | 1 | cu.m. | 1238.9973
|  | Rate for other Floors |  | GF | FF | SF | TF
|  | Rate as worked out above per Cum. |  | 1238.9973 | 1238.9973 | 1238.9973 | 1238.9973
|  | Hire charges on centering material |  | 163 | 163 | 163 | 163
|  | Labour charges for centering |  | 189 | 207.9 | 226.8 | 245.7
|  | LA on centering labour charges | 20% | 37.8 | 41.58 | 45.36 | 49.14
|  | Lift charges @ 10% extra on each floor |  |  | 36.74 | 73.48 | 110.22
|  |  |  | 1628.7973 | 1688.2173 | 1747.6373 | 1807.0573
|  | Add 13.615% over heads | 0 | 0 | 0 | 0 | 0
|  | Rate per 1 Sqmts. | Total | 1628.8 | 1688.25 | 1747.65 | 1807.1
| o) | VRCC M20 for Slabs of 225 mm thick
|  | Cost of VRCC for 225 mm thick slab | 0.225 | cu.m. | 6194.9864 | 1 | cu.m. | 1393.8719
|  | Rate for other Floors |  | GF | FF | SF | TF
|  | Rate as worked out above per Cum. |  | 1393.8719 | 1393.8719 | 1393.8719 | 1393.8719
|  | Hire charges on centering material |  | 163 | 163 | 163 | 163
|  | Labour charges for centering |  | 189 | 207.9 | 226.8 | 245.7
|  | LA on centering labour charges | 20% | 37.8 | 41.58 | 45.36 | 49.14
|  | Lift charges @ 10% extra on each floor |  |  | 41.33 | 82.66 | 124
|  |  |  | 1783.6719 | 1847.6819 | 1911.6919 | 1975.7119
|  | Add 13.615% over heads | 0 | 0 | 0 | 0 | 0
|  | Rate per 10 Sqmts. | Total | 1783.7 | 1847.7 | 1911.7 | 1975.75
14 |  | Reinforced Cement Concrete M 20 Design Mix ( by weigh batching ) using 20mm size (SS5) hard blasted Trap machine crushed graded metal (Coarse aggregate) from approved quarry, using a minimum quantity of 350 kgs. of cement per 1 cum of concrete including cost and conveyance of all materials like cement, fine aggregate (Sand), coarse aggregate, water etc., to site and cost of all materials including centering using Cashewrina Ballies and Wooden runners & staging including all bracings, cross members etc., shuttering , machine mixing, laying concrete, lift charges, curing etc., complete but excluding cost of steel and it’s fabrication charges but excluding seigniorage charges for finished item of work (APSS No. 402 & 403)
Material
|  | Graded Metal 20mm to 6mm | 0.8 | cu.m. | 1601.67 | 1 | cu.m. | 1281.336
|  | Sand | 0.4 | cu.m. | 437.12 | 1 | cu.m. | 174.848
|  | Cement | 350 | kgs | 7168 | 1000 | kgs | 2508.8
|  | Water | 1.2 | KL | 73 | 1 | KL | 87.6
Machinery
|  | Batchingplant 0.5 cum | 1.333 | Hour | 649.6 | 1 | Hour | 865.9168
|  | LA on crew charges | 20% |  | 541.33 | 1 |  | 108.266
manpower
|  | 1st Class Mason | 0.167 | Nos. | 624 | 1 | Each | 104.208
|  | 2nd Class Mason | 0.167 | Nos. | 588 | 1 | Each | 98.196
|  | Man Mazdoor | 5.6 | Nos. | 558 | 1 | Each | 3124.8
|  | Basic rate per Cum | [5 empty] | 8353.9708
| a) | For Lintels
|  | Rate for other Floors |  | GF | FF | SF | TF | FF | FF
|  | Rate as worked out above per Cum. |  | 8353.9708 | 8353.9708 | 8353.9708 | 8353.9708 | 8353.9708 | 8353.9708
|  | Hire charges on centering material |  | 790 | 790 | 790 | 790 | 790 | 1180
|  | Labour charges for centering |  | 1373 | 1510.3 | 1647.6 | 1784.9 | 1922.2 | 2059.5
|  | La on centering labour charges | 20% | 274.6 | 302.06 | 329.52 | 356.98 | 384.44 | 411.9
|  | Lift charges @ 10% extra on each floor |  |  | 332.72 | 665.44 | 998.16 | 1330.88 | 1663.6
|  |  |  | 10791.5708 | 11289.0508 | 11786.5308 | 12284.0108 | 12781.4908 | 13668.9708
|  | Add 13.615% over heads | 0 | 0 | 0 | 0 | 0 | 0 | 0
|  | Rate per Cum. | Total | 10791.6 | 11289.1 | 11786.55 | 12284.05 | 12781.5 | 13669
15 |  | Reinforced cement concrete with M 20 grade Design mix ( by weigh batching ) using 20mm size (SS 5) machine crushed hard blasted Trap graded metal (coarse aggregate) from approved quarry using a minimum quantity of 350 Kg of cement per 1 Cum of concrete including cost and conveyance of all materials like cement, fine aggregate (sand) ,coarse aggregate, water etc. to site and cost of all materials including centering using Cashewrina Ballies and Wooden runners & staging including all bracings, cross members etc., shuttering, machine mixing, laying concrete, for sunshade of 7.5cm thick at fixed end and 5cm thick at free end with an average thickness of 6.25cm including labour charges for mixing, laying, curing etc., complete but excluding cost of steel and its fabrication charges but excluding seigniorage charges for finished item of work
for sun-shades of any width as per approved plan / design and of average thickness of 62.50mm ( thickness at support 75mm and thickness at edge 50mm) (APSS No. 402, 403)
material
|  | Graded Metal 20mm to 6mm | 0.8 | cu.m. | 1601.67 | 1 | cu.m. | 1281.336
|  | Sand | 0.4 | cu.m. | 437.12 | 1 | cu.m. | 174.848
|  | Cement | 350 | kgs | 7168 | 1000 | kgs | 2508.8
|  | Water | 1.2 | KL | 73 | 1 | KL | 87.6
Machinery
|  | Batchingplant 0.5 cum | 0.308 | Hour | 649.6 | 1 | Hour | 200.0768
|  | LA on crew charges | 20% |  | 125.08 | 1 |  | 25.016
manpower
|  | 1st Class Mason | 0.067 | Nos. | 624 | 1 | Each | 41.808
|  | 2nd Class Mason | 0.133 | Nos. | 588 | 1 | Each | 78.204
|  | Man Mazdoor | 3.077 | Nos. | 558 | 1 | Each | 1716.966
|  | Basic rate per Cu.m |  |  |  |  | Total | 6114.6548
| a) | Chajja / Sunshade
|  | Cost of RCC for 62.5 mm thick sunshade | 0.0625 | cu.m. | 6114.6548 | 1 | cu.m. | 382.1659
|  | Rate for other Floors |  | GF | FF | SF | TF | FF | FF
|  | Rate as worked out above per Cum. |  | 382.1659 | 382.1659 | 382.1659 | 382.1659 | 382.1659 | 382.1659
|  | Hire charges on centering material |  | 156 | 156 | 156 | 156 | 156 | 233
|  | Labour charges for centering |  | 211 | 232.1 | 253.2 | 274.3 | 295.4 | 408
|  | La on centering labour charges | 20% | 42.2 | 46.42 | 50.64 | 54.86 | 59.08 | 81.6
|  | Lift charges @ 10% extra on each floor |  |  | 11.48 | 22.96 | 34.44 | 45.92 | 57.41
|  |  |  | 791.3659 | 828.1659 | 864.9659 | 901.7659 | 938.5659 | 1162.1759
|  | Add 13.615% over heads | 0 | 0 | 0 | 0 | 0 | 0 | 0
|  | Rate per Sqmt. | Total | 791.4 | 828.2 | 865 | 901.8 | 938.6 | 1162.2
| b) | for platforms of 75 mm thick
|  | Cost of RCC for 75 mm thick platform | 0.075 | cu.m. | 6114.6548 | 1 | cu.m. | 458.5991
|  | Rate for other Floors |  | GF | FF | SF | TF
|  | Rate as worked out above per Cum. |  | 458.5991 | 458.5991 | 458.5991 | 458.5991
|  | Hire charges on centering material |  | 158 | 158 | 158 | 158
|  | Labour charges for centering |  | 183 | 201.3 | 219.6 | 237.9
|  | La on centering labour charges | 20% | 36.6 | 40.26 | 43.92 | 47.58
|  | Lift charges @ 10% extra on each floor |  |  | 13.78 | 27.55 | 41.33
|  |  |  | 836.1991 | 871.9391 | 907.6691 | 943.4091
|  | Add 13.615% over heads | 0 | 0 | 0 | 0 | 0
|  | Rate per Sqmt. | Total | 836.2 | 871.95 | 907.7 | 943.45
| c) | for platforms of 50 mm thick
|  | Cost of RCC for 50 mm thick platform | 0.05 | cu.m. | 6114.6548 | 1 | cu.m. | 305.7327
|  | Rate for other Floors |  | GF | FF | SF | TF | FF
|  | Rate as worked out above per Cum. |  | 305.7327 | 305.7327 | 305.7327 | 305.7327 | 0
|  | Hire charges on centering material |  | 158 | 158 | 158 | 158 | 158
|  | Labour charges for centering |  | 183 | 201.3 | 219.6 | 237.9 | 256.2
|  | La on centering labour charges | 20% | 36.6 | 40.26 | 43.92 | 47.58 | 51.24
|  | Lift charges @ 10% extra on each floor |  |  | 9.18 | 18.37 | 27.55 | 36.74
|  |  |  | 683.3327 | 714.4727 | 745.6227 | 776.7627 | 502.18
|  | Add 13.615% over heads | 0 | 0 | 0 | 0 | 0 | 0
|  | Rate per Sqmt. | Total | 683.35 | 714.5 | 745.65 | 776.8 | 502.2
| d) | for shelves of 25 mm thick
|  | Cost of RCC for 25 mm thick shelves | 0.025 | cu.m. | 6114.6548 | 1 | cu.m. | 152.8664
|  | Rate for other Floors |  | GF | FF | SF | TF | FF
|  | Rate as worked out above per Cum. |  | 152.8664 | 152.8664 | 152.8664 | 152.8664 | 152.8664
|  | Hire charges on centering material |  | 158 | 158 | 158 | 158 | 158
|  | Labour charges for centering |  | 183 | 201.3 | 219.6 | 237.9 | 256.2
|  | La on centering labour charges | 20% | 36.6 | 40.26 | 43.92 | 47.58 | 51.24
|  | Lift charges @ 10% extra on each floor |  |  | 4.59 | 9.18 | 13.78 | 18.37
|  |  |  | 530.4664 | 557.0164 | 583.5664 | 610.1264 | 636.6764
|  | Add 13.615% over heads | 0 | 0 | 0 | 0 | 0 | 0
|  | Rate per Sqmt. | Total | 530.5 | 557.05 | 583.6 | 610.15 | 636.7
16 |  | Pointing to Cuddapah / Shahabad slabs in CM(1:3) Prop: including cost and conveyance of all materials like cement, sand, water etc., to site, including seigniorage charges, sales & other taxes on all materials, all operational, incidental charges and labour charges such as mixing mortar, finishing, curing, etc., complete for finished item of work. (APSS 901,906)
|  | cost of cement for Cement Mortar (1:3) | 0.96 | Kgs | 7.168 | 1 | Kgs | 6.8813
|  | cost of sand for Cement Mortar (1:3) | 0.002 | cu.m. | 437.12 | 1 | cu.m.
|  | 1st Class Mason | 0.048 | Nos. | 624 | 1 | Each | 29.952
|  | 2nd Class Mason | 0.112 | Nos. | 588 | 1 | Each | 65.856
|  | Man mazdoor | 0.05 | Nos. | 558 | 1 | Each | 27.9
|  | Woman mazdoor | 0.11 | Nos. | 558 | 1 | Each | 61.38
|  | Rate per 1 Sqmt. |  |  |  |  | Total | 191.95
17 |  | Brick Masonry in superstructure with CM (1:8) prop: using second class bricks from approved source having minimum crushing strength of 40 Kg/Sqcm. including cost and conveyance of all materials like cement, sand, bricks, water etc., to site, including sales & other taxes on all materials, all operational, incidental and labour charges such as mixing cement mortar, constructing masonry, scaffolding charges, lift charges, curing, etc., complete but excluding seigniorage charges for finished item of work. (APSS No. 501 & 504).
|  | wall thickness | 0.225
Material
|  | Cement | 36 | kgs | 7168 | 1000 | kgs | 258.048
|  | Second class Bricks | 512 | Nos | 7628.01 | 1000 | Nos | 3905.5411
|  | sand for mortor | 0.2 | cu.m. | 437.12 | 1 | cu.m. | 87.424
B Labour
|  | 1st class mason | 0.24 | Nos. | 624 | 1 | Each | 149.76
|  | 2nd class mason | 0.56 | Nos. | 588 | 1 | Each | 329.28
|  | Man Mazdoor | 1.89 | Nos. | 558 | 1 | Each | 1054.62
5784.6731
|  | Add water charges @ 1% on cost of material & Labour | 5784.6731 |  | 0.01 |  |  | 57.85
|  | Basic Rate per Cum. | [5 empty] | 5842.5231
|  | Rate for other Floors |  | GF | FF | SF | TF | FF | FF
|  | Basic rate per Cum |  | 5842.5231 | 5842.5231 | 5842.5231 | 5842.5231 | 5842.5231 | 5842.5231
|  | Hire charges of stage scafflding per cum |  | 45.87 | 45.87 | 45.87 | 45.87 | 45.87 | 45.87
|  | Labour charges for stage scaffolding per cum |  | 387.47 | 554.89 | 722.18 | 889.56 | 1056.89 | 1224.18
|  | Add LA on Labour for scaffolding | 20% | 77.49 | 110.98 | 144.44 | 177.91 | 211.38 | 244.84
|  | Lift charges @ 10% extra on each floor |  |  | 153.37 | 306.73 | 460.1 | 613.46 | 766.83
|  |  |  | 6353.3531 | 6707.6331 | 7061.7431 | 7415.9631 | 7770.1231 | 8124.2431
|  | Add 13.615% over heads | 0 | 0 | 0 | 0 | 0 | 0 | 0
|  | Rate per Cum. | Total | 6353.4 | 6707.65 | 7061.75 | 7416 | 7770.15 | 8124.25
18 |  | Reinforced Brick Masonry 11.5cm (4 1/2") thick for partition walls in CM (1:4) prop: using second class bricks from approved source having minimum crushing strength of 40 Kg/Sqcm. and placing 2nos. of 6mm dia MS bars embedded in every 3rd layer with free ends of reinforcement keyed into mortar joints of the main brick work whereever applicable including cost and conveyance of all materials like cement, sand, bricks, water etc., to site, sales & other taxes on all materials, all operational, incidental and labour charges such as mixing cement mortar, constructing masonry, scaffolding charges, lift charges, curing, etc., but excluding cost and conveyance of steel and its fabrication charges complete but excluding seigniorage charges for finished item of work. (APSS No. 501 & 504).
|  | wall thickness | 0.115
Material
|  | Cement | 7.56 | kgs | 7168 | 1000 | kgs | 54.1901
|  | Second class Bricks | 51.2 | Nos | 7628.01 | 1000 | Nos | 390.5541
|  | sand for mortor | 0.021 | cu.m. | 437.12 | 1 | cu.m. | 9.1795
B Labour
|  | 1st class mason | 0.06 | Nos. | 624 | 1 | Each | 37.44
|  | 2nd class mason | 0.06 | Nos. | 588 | 1 | Each | 35.28
|  | Man Mazdoor | 0.275 | Nos. | 558 | 1 | Each | 153.45
680.0937
|  | Add water charges @ 1% on cost of material & Labour | 680.0937 |  | 0.01 |  |  | 6.8
|  | Basic Rate per One Sqmt. | [5 empty] | 686.8937
|  | Rate for other Floors |  | GF | FF | SF | TF | FF | FF
|  | Basic rate per sqm |  | 686.8937 | 686.8937 | 686.8937 | 686.8937 | 686.8937 | 686.8937
|  | Hire charges of stage scafflding per cum |  | 10.32 | 10.32 | 10.32 | 10.32 | 10.32 | 10.32
|  | Labour charges for stage scaffolding per cum |  | 87.18 | 124.85 | 162.49 | 200.15 | 237.8 | 275.44
|  | Add LA on Labour for scaffolding | 20% | 17.44 | 24.97 | 32.5 | 40.03 | 47.56 | 55.09
|  | Lift charges @ 10% extra on each floor |  |  | 22.62 | 45.23 | 67.85 | 90.47 | 113.09
|  |  |  | 801.8337 | 869.6537 | 937.4337 | 1005.2437 | 1073.0437 | 1140.8337
|  | Add 13.615% over heads | 0 | 0 | 0 | 0 | 0 | 0 | 0
|  | Rate per One Sqmt. | Total | 801.85 | 869.7 | 937.45 | 1005.25 | 1073.05 | 1140.85
16 |  | Brick Masonry in superstructure with CM (1:8) prop: using Fly ASH Bricks of size 290x225x140mm with compressive of 50 Kgs / Sqcm from approved source including cost and conveyance of all materials like cement, sand, fly ash bricks, water etc., to site, including sales & other taxes on all materials, all operational, incidental and labour charges such as mixing cement mortar, constructing masonry, scaffolding charges, lift charges, curing, etc., complete but excluding seigniorage charges for finished item of work. (APSS No. 501 & 504).
|  | Wall thickness | 0.225
Material
|  | Fly Ash Bricks 290x225x140mm | 99 | Nos | 27000 | 1000 | Nos | 2673
|  | Cement for Cement Mortar (1:8) | 18 | Kgs | 7.17 | 1 | Kgs | 129.06
|  | Sand for Cement Mortar (1:8) | 0.1 | cu.m. | 437.12 | 1 | cu.m. | 43.712
Labour
|  | 1st class mason | 0.42 | cu.m. | 624 | 1 | cu.m. | 262.08
|  | 2nd class mason | 0.92 | Nos. | 588 | 1 | Each | 540.96
|  | Man Mazdoor | 0.7 | Nos. | 558 | 1 | Each | 390.6
|  | Woman Mazdoor | 2.1 | Nos. | 558 | 1 | Each | 1171.8
5211.212
|  | Add water charges @ 1% on cost of material & Labour | 5211.212 |  | 0.01 |  |  | 52.11
|  | Basic Rate per Cum. | [5 empty] | 5263.322
|  | Rate for other Floors |  | GF | FF | SF | TF | FF | FF
|  | Basic rate per Cum |  | 5263.322 | 5263.322 | 5263.322 | 5263.322 | 5263.322 | 5263.322
|  | Hire charges of stage scafflding per cum |  | 45.87 | 45.87 | 45.87 | 45.87 | 45.87 | 45.87
|  | Labour charges for stage scaffolding per cum |  | 387.47 | 554.89 | 722.18 | 889.56 | 1056.89 | 1224.18
|  | Add LA on Labour for scaffolding | 20% | 77.49 | 110.98 | 144.44 | 177.91 | 211.38 | 244.84
|  | Lift charges @ 10% extra on each floor |  |  | 236.54 | 473.09 | 709.63 | 946.18 | 1182.72
|  |  |  | 5774.152 | 6211.602 | 6648.902 | 7086.292 | 7523.642 | 7960.932
|  | Add 13.615% over heads | 0 | 0 | 0 | 0 | 0 | 0 | 0
|  | Rate per Cum. | Total | 5774.2 | 6211.65 | 6648.95 | 7086.3 | 7523.65 | 7960.95
17 |  | Brick Masonry in superstructure with CM (1:6) prop: using Fly ASH Bricks of size 290x225x140mm with compressive of 50 Kgs / Sqcm from approved source including cost and conveyance of all materials like cement, sand, fly ash bricks, water etc., to site, including sales & other taxes on all materials, all operational, incidental and labour charges such as mixing cement mortar, constructing masonry, scaffolding charges, lift charges, curing, etc., complete but excluding seigniorage charges for finished item of work. for basement (APSS No. 501 & 504).
|  | Wall thickness | 0.225
Material
|  | Fly Ash Bricks 290x225x140mm | 99 | Nos | 27000 | 1000 | Nos | 2673
|  | Cement for Cement Mortar (1:8) | 24 | Kgs | 7.17 | 1 | Kgs | 172.08
|  | Sand for Cement Mortar (1:8) | 0.1 | cu.m. | 437.12 | 1 | cu.m. | 43.712
Labour
|  | 1st class mason | 0.42 | cu.m. | 624 | 1 | cu.m. | 262.08
|  | 2nd class mason | 0.92 | Nos. | 588 | 1 | Each | 540.96
|  | Man Mazdoor | 0.7 | Nos. | 558 | 1 | Each | 390.6
|  | Woman Mazdoor | 2.1 | Nos. | 558 | 1 | Each | 1171.8
|  | total | [5 empty] | 5254.232
|  | Add water charges @ 1% on cost of material & Labour | 5254.232 |  | 0.01 |  |  | 52.54
5306.772
|  | Add 13.615% over heads | 0 |  |  |  |  | 0
|  | Basic Rate per Cum. | [5 empty] | 5306.8
17 |  | Reinforced Fly Ash Brick Masonry 10cm thick for partition walls in CM (1:4) prop: Fly Bricks of size 290x100x140mm with compressive of 50 Kgs / Sqcm from approved source and placing 2nos. of 6mm dia MS bars embedded in every 3rd layer with free ends of reinforcement keyed into mortar joints of the main brick work whereever applicable including cost and conveyance of all materials like cement, sand, bricks, water etc., to site, sales & other taxes on all materials, all operational, incidental and labour charges such as mixing cement mortar, constructing masonry, scaffolding charges, lift charges, curing, etc., but excluding cost and conveyance of steel and its fabrication charges & seignerage charges complete for finished item of work. (APSS No. 501 & 509).
Material
|  | Fly Ash Bricks 290x100x140mm | 22 | Nos | 12000 | 1000 | Nos | 264
|  | Cement for Cement Mortar (1:4) | 7.2 | Kgs | 7.17 |  | Kgs | 51.624
|  | Sand for Cement Mortar (1:4) | 0.02 | cu.m. | 437.12 | 1 | cu.m. | 8.7424
Labour
|  | 1st class mason | 0.06 | cu.m. | 624 | 1 | cu.m. | 37.44
|  | 2nd class mason | 0.06 | Nos. | 588 | 1 | Each | 35.28
|  | Man Mazdoor | 0.275 | Nos. | 558 | 1 | Each | 153.45
550.5364
|  | Add water charges @ 1% on cost of material & Labour | 550.5364 |  | 0.01 |  |  | 5.51
|  | Basic Rate per One Sqmt. | [5 empty] | 556.0464
|  | Rate for other Floors |  | GF | FF | SF | TF | FF | FF
|  | Basic rate per sqm |  | 556.0464 | 556.0464 | 556.0464 | 556.0464 | 556.0464 | 556.0464
|  | Hire charges of stage scafflding per cum |  | 10.32 | 10.32 | 10.32 | 10.32 | 10.32 | 10.32
|  | Labour charges for stage scaffolding per cum |  | 87.18 | 124.85 | 162.49 | 200.15 | 237.8 | 275.44
|  | Add LA on Labour for scaffolding | 20% | 17.44 | 24.97 | 32.5 | 40.03 | 47.56 | 55.09
|  | Lift charges @ 10% extra on each floor |  |  | 22.62 | 45.23 | 67.85 | 90.47 | 113.09
|  |  |  | 670.9864 | 738.8064 | 806.5864 | 874.3964 | 942.1964 | 1009.9864
|  | Add 13.615% over heads | 0 | 0 | 0 | 0 | 0 | 0 | 0
|  | Rate per One Sqmt. | Total | 671 | 738.85 | 806.6 | 874.4 | 942.2 | 1010
18 |  | Providing High Yield Strength Deformed (HYSD) steel bars (Fe 500 grade as per IS 1786-1985) of 8mm to 40mm diameters, (TATA, SAIL, VSP,JSW & Shyam Steel) cutting, bending, to required sizes and shapes placing in position with cover blocks of approved size and binding wire of 20SWG, forming grills for reinforcement work as per approved designs and drawings including cost and conveyance of bars from approved sources to site of work, including cost and conveyance of binding wire, cover blocks, chairs, overlaps, spacers, dowels, wastage etc., and all operational, incidental, and labour charges such as cutting, bending, placing in position, tying etc., and sales & other taxes,on cost of all materials complete for finished item of work (APSS No.126)
Material
|  | Cost of steel including 5% wastage and overlaps | 1.05 | MT | 83780 | 1 | MT | 87969
|  | cost of binding wire | 6 | Kg | 60 | 1 | Kg | 360
Labour
|  | Blacksmith/Tin Smith/Rivetor | 10 | Nos | 618 | 1 | Nos | 6180
|  | Light mazdoor | 10 | Nos | 558 | 1 | Nos | 5580
|  | Rate per MT |  |  |  |  | Total | 100089
|  | Rate for other Floors |  | GF | FF | SF | TF | FF | FF
|  | Basic rate per MT |  | 100089 | 100089 | 100089 | 100089 | 100089 | 100089
|  | Lift Charges per MT @10% extra on labour per floor |  |  | 1176 | 2352 | 3528 | 4704 | 5880
|  |  |  | 100089 | 101265 | 102441 | 103617 | 104793 | 105969
|  | Add 13.615% over heads | 0 | 0 | 0 | 0 | 0 | 0 | 0
|  | Rate per One MT | Total | 100089 | 101265 | 102441 | 103617 | 104793 | 105969
19 |  | Providing Mild Steel Bars (Fe 250 grade as per IS 432) of 6mm diameter, cutting, bending, to required sizes and shapes placing in position with cover blocks of approved size and binding wire of 20SWG, forming grills for reinforcement work as per approved designs and drawings including cost and conveyance of bars from approved sources to site of work, including cost and conveyance of binding wire, cover blocks, chairs, overlaps, spacers, dowels, wastage etc., and all operational, incidental, and labour charges such as cutting, bending, placing in position, tying etc., and sales & other taxes,on cost of all materials complete for finished item of work (APSS No.126) in all floors.
Material
|  | Cost of Mild steel | 1.05 | MT | 76700 | 1 | MT | 80535
|  | cost of binding wire | 6 | Kg | 60 | 1 | Kg | 360
Labour
|  | Blacksmith/Tin Smith/Rivetor | 10 | Nos | 624 | 1 | Nos | 6240
|  | Light mazdoor | 10 | Nos | 558 | 1 | Nos | 5580
|  | Rate per MT |  |  |  |  | Total | 92715
|  | Rate for other Floors |  | GF | FF | SF | TF | FF | FF
|  | Basic rate per MT |  | 92715 | 92715 | 92715 | 92715 | 92715 | 92715
|  | Lift Charges per MT @10% extra on labour per floor |  |  | 1182 | 2364 | 3546 | 4728 | 5910
|  |  |  | 92715 | 94455 | 95080 | 96261 | 97443 | 98625
|  | Add 13.615% over heads | 0 | 0 | 0 | 0 | 0 | 0 | 0
|  | Rate per One MT | Total | 92715 | 94455 | 95080 | 96261 | 97443 | 98625
20 |  | Ornamental Plastering 12mm thick in two coats with base coat of 8mm thick in CM (1:5) and top coat of 4mm thick in CM (1:3) dubara sponge finish including cost and conveyance of all materials like cement, sand, water etc., to site, sales & other taxes on all materials,all operational, incidental and labour charges such as mixing mortar, scaffolding charges, lift charges, including cutting of Grooves wherever necessary as directed by Engineer - in - charge, finishing, curing, etc., complete for Even Surfaces of Wall but excluding seigniorage charges for finished item of work. (APSS 901,903 & 904)
Material
Base coat 8mm thick in C.M. (1:5)
|  | Cement | 3.17 | kgs | 7168 | 1000 | kgs | 22.7226
|  | cost of sand for mortor | 0.011 | cu.m. | 437.12 | 1 | cu.m. | 4.8083
Top Coat 4mm thick in C.M. (1:3)
|  | Cement | 1.92 | kgs | 7168 | 1000 | kgs | 13.7626
|  | cost of sand for mortor | 0.004 | cu.m. | 437.12 | 1 | cu.m. | 1.7485
Labour
|  | 1st Class Mason | 0.063 | Nos. | 624 | 1 | Each | 39.312
|  | 2nd Class Mason | 0.147 | Nos. | 588 | 1 | Each | 86.436
|  | Light mazdoor | 0.39 | Nos. | 558 | 1 | Each | 217.62
386.4099
|  | Add water charges @ 1% on cost of material & Labour | 386.4099 |  | 0.01 |  |  | 3.86
|  | Basic rate per 1 Sqmt. | [5 empty] | 390.2699
|  | Rate for other Floors |  | GF | FF | SF | TF | FF | FF
|  | Basic rate per 1 Sqmt. |  | 390.2699 | 390.2699 | 390.2699 | 390.2699 | 390.2699 | 390.2699
|  | Hire charges of stage scafflding per sqm |  | 2.46 | 2.46 | 2.46 | 2.46 | 2.46 | 2.46
|  | Labour charges for stage scaffolding per sqm |  | 17.46 | 24.77 | 32.07 | 39.4 | 46.7 | 54.01
|  | Add LA on Labour for scaffolding | 20% | 3.49 | 4.95 | 6.41 | 7.88 | 9.34 | 10.8
|  | Lift charges @ 10% extra on each floor |  |  | 34.34 | 68.67 | 103.01 | 137.35 | 171.68
|  |  |  | 413.6799 | 456.7899 | 499.8799 | 543.0199 | 586.1199 | 629.2199
|  | Add 13.615% over heads | 0 | 0 | 0 | 0 | 0 | 0 | 0
|  | Rate per 1 Sqmt. | Total | 413.6799 | 456.7899 | 499.8799 | 543.0199 | 586.1199 | 629.2199
21 |  | Plastering 12mm thick in two coats with base coat of 8mm thick in CM (1:6) and top coat of 4mm thick in CM (1:4) dubara sponge finish including cost and conveyance of all materials like cement, sand, water etc., to site, sales & other taxes on all materials,all operational, incidental and labour charges such as mixing mortar, scaffolding charges, lift charges, including cutting of Grooves wherever necessary as directed by Engineer - in - charge, finishing, curing, etc., complete but excluding seigniorage charges for Even Surfaces of Wall for finished item of work. (APSS 901,903 & 904)
Material
Base coat 8mm thick in C.M. (1:6)
|  | Cement | 2.64 | kgs | 7168 | 1000 | kgs | 18.9235
|  | cost of sand for mortor | 0.011 | cu.m. | 437.12 | 1 | cu.m. | 4.8083
Top Coat 4mm thick in C.M. (1:4)
|  | Cement | 1.44 | kgs | 7168 | 1000 | kgs | 10.3219
|  | cost of sand for mortor | 0.004 | cu.m. | 437.12 | 1 | cu.m. | 1.7485
Labour
|  | 1st Class Mason | 0.063 | Nos. | 624 | 1 | Each | 39.312
|  | 2nd Class Mason | 0.15 | Nos. | 588 | 1 | Each | 88.2
|  | Light mazdoor | 0.39 | Nos. | 558 | 1 | Each | 217.62
380.9342
|  | Add water charges @ 1% on cost of material & Labour | 380.9342 |  | 0.01 |  |  | 3.81
|  | Basic rate per 1 Sqmt. | [5 empty] | 384.7442
|  | Rate for other Floors |  | GF | FF | SF | TF | FF | FF
|  | Basic rate per 1 Sqmt. |  | 384.7442 | 384.7442 | 384.7442 | 384.7442 | 384.7442 | 384.7442
|  | Hire charges of access scafflding pers qm |  | 1.03 | 1.03 | 1.03 | 1.03 | 1.03 | 1.03
|  | Labour charges for access scaffolding per sqm |  | 8.73 | 12.49 | 16.24 | 20.01 | 23.77 | 27.56
|  | Add LA on Labour for scaffolding | 20% | 1.75 | 2.5 | 3.25 | 4 | 4.75 | 5.51
|  | Lift charges @ 10% extra on each floor |  |  | 34.34 | 68.67 | 103.01 | 137.35 | 171.68
|  |  |  | 396.2542 | 435.1042 | 473.9342 | 512.7942 | 551.6442 | 590.5242
|  | Add 13.615% over heads | 0 | 0 | 0 | 0 | 0 | 0 | 0
|  | Rate per 1 Sqmt. | Total | 396.3 | 435.15 | 473.95 | 512.8 | 551.65 | 590.55
22 |  | Plastering 20mm thick in two coats with base coat of 16mm thick in CM (1:6) and top coat of 4mm thick in CM (1:4) dubara sponge finish including cost and conveyance of all materials like cement, sand, water etc., to site, sales & other taxes on all materials, all operational, incidental and labour charges such as mixing mortar,scaffolding charges, lift charges, finishing,including cutting of Grooves wherever necessary as directed by Engineer - in - charge, curing, etc., complete but excluding seigniorage charges for Uneven Surfaces of Brick Wall for finished item of work. (APSS 901,903 & 904)
Base coat 16 mm thick in C.M. (1:6)
|  | Cement | 4.32 | kgs | 7168 | 1000 | kgs | 30.9658
|  | cost of sand for mortor | 0.018 | cu.m. | 437.12 | 1 | cu.m. | 7.8682
Top Coat 4mm thick in C.M. (1:4)
|  | Cement | 1.44 | kgs | 7168 | 1000 | kgs | 10.3219
|  | cost of sand for mortor | 0.004 | cu.m. | 437.12 | 1 | cu.m. | 1.7485
Labour
|  | 1st Class Mason | 0.063 | Nos. | 624 | 1 | Each | 39.312
|  | 2nd Class Mason | 0.147 | Nos. | 588 | 1 | Each | 86.436
|  | Light mazdoor | 0.39 | Nos. | 558 | 1 | Each | 217.62
394.2723
|  | Add water charges @ 1% on cost of material & Labour | 394.2723 |  | 0.01 |  |  | 3.94
|  | Basic rate per 1 Sqmt. | [5 empty] | 398.2123
|  | Rate for other Floors |  | GF | FF | SF | TF | FF | FF
|  | Basic rate per 1 Sqmt. |  | 398.2123 | 398.2123 | 398.2123 | 398.2123 | 398.2123 | 398.2123
|  | Hire charges of access scafflding pers qm |  | 1.03 | 1.03 | 1.03 | 1.03 | 1.03 | 1.03
|  | Labour charges for access scaffolding per sqm |  | 8.73 | 12.49 | 16.24 | 20.01 | 23.77 | 27.56
|  | Add LA on Labour for scaffolding | 20% | 1.75 | 2.5 | 3.25 | 4 | 4.75 | 5.51
|  | Lift charges @ 10% extra on each floor |  |  | 34.34 | 68.67 | 103.01 | 137.35 | 171.68
|  |  |  | 409.7223 | 448.5723 | 487.4023 | 526.2623 | 565.1123 | 603.9923
|  | Add 13.615% over heads | 0 | 0 | 0 | 0 | 0 | 0 | 0
|  | Rate per 1 Sqmt. | Total | 409.75 | 448.6 | 487.45 | 526.3 | 565.15 | 604
23 |  | Plastering with CM(1:6) Prop: 12mm thick in single coat using including cost and conveyance of all materials like cement, sand, water etc., to site, including sales & other taxes on all materials, all operational, incidental charges and labour charges such as mixing mortar, finishing, curing, etc., complete but excluding seigniorage charges for finished item of work. (APSS 901,906)
|  | cost of cement for Cement Mortar (1:6) | 3.6 | kg | 7.17 | 1 | kg | 25.812
|  | sand for Cement Mortar (1:6) | 0.015 | cu.m. | 437.12 | 1 | cu.m. | 6.5568
|  | 1st Class Mason | 0.06 | Nos. | 624 | 1 | Each | 37.44
|  | Man mazdoor | 0.096 | Nos. | 558 | 1 | Each | 53.568
123.3768
|  | Add water charges @ 1% on cost of material & Labour | 123.3768 |  | 0.01 |  |  | 1.23
|  | Basic rate per 1 Sqmt. | [5 empty] | 124.6068 |  | 0
|  | Rate for other Floors |  | GF | FF | SF | TF | FF | FF | 124.6068
|  | Basic rate per 1 Sqmt. |  | 124.6068 | 124.6068 | 124.6068 | 124.6068 | 124.6068 | 124.6068
|  | Hire charges of access scafflding pers qm |  | 1.03 | 1.03 | 1.03 | 1.03 | 1.03 | 1.03
|  | Labour charges for access scaffolding per sqm |  | 8.73 | 12.49 | 16.24 | 20.01 | 23.77 | 27.56
|  | Add LA on Labour for scaffolding | 20% | 1.75 | 2.5 | 3.25 | 4 | 4.75 | 5.51
|  | Lift charges @ 10% extra on each floor |  |  | 9.1 | 18.2 | 27.3 | 36.4 | 45.5
|  |  |  | 136.1168 | 149.7268 | 163.3268 | 176.9468 | 190.5568 | 204.2068
|  | Add 13.615% over heads | 0 | 0 | 0 | 0 | 0 | 0 | 0
|  | Rate per 1 Sqmt. | Total | 136.15 | 149.75 | 163.35 | 176.95 | 190.6 | 204.25
24 |  | Plastering with CM(1:4) Prop: 20mm thick in single coat including cost and conveyance of all materials like cement, sand, water etc., to site, including sales & other taxes on all materials, all operational, incidental charges and labour charges such as mixing mortar, finishing, curing, etc., complete but excluding seigniorage charges for finished item of work. (APSS 901,906)
|  | cost of cement for Cement Mortar (1:4) | 7.56 | kg | 7.17 | 1 | kg | 54.2052
|  | sand for Cement Mortar (1:4) | 0.021 | cu.m. | 437.12 | 1 | cu.m. | 9.1795
|  | 1st Class Mason | 0.094 | Nos. | 624 | 1 | Each | 58.656
|  | Man mazdoor | 0.16 | Nos. | 558 | 1 | Each | 89.28
211.3207
|  | Add water charges @ 1% on cost of material & Labour | 211.3207 |  | 0.01 |  |  | 2.11
|  | Basic rate per 1 Sqmt. | [5 empty] | 213.4307
|  | Rate for other Floors |  | GF | FF | SF | TF
|  | Basic rate per 1 Sqmt. |  | 213.4307 | 213.4307 | 213.4307 | 213.4307
|  | Hire charges of access scafflding pers qm |  | 1.03 | 1.03 | 1.03 | 1.03
|  | Labour charges for access scaffolding per sqm |  | 8.73 | 12.49 | 16.24 | 20.01
|  | Add LA on Labour for scaffolding | 20% | 1.75 | 2.5 | 3.25 | 4
|  | Lift charges @ 10% extra on each floor |  |  | 14.79 | 29.59 | 44.38
|  |  |  | 224.9407 | 244.2407 | 263.5407 | 282.8507
|  | Add 13.615% over heads | 0 | 0 | 0 | 0 | 0
|  | Rate per 1 Sqmt. | Total | 224.95 | 244.25 | 263.55 | 282.9
22 |  | Providing impervious coat with required slopes in CM (1:3) prop. 20mm thick (average) mixed with water proofing compound manufactured by reputed manufacturers as approved by Engineer-in-charge at 1Kg/bag of cement, laid over roof slab when it is green, finished smooth with a floating coat of neat cement and thread lining at regular intervals of 45cmx45cm including cost and conveyance of all materials like cement, sand, water proofing compound, water etc., to site, sales & other taxes on all materials, all operational, incidental and labour charges such as mixing mortar, laying, rounding off at junctions of wall and slab, rendering smooth with thread lining, curing, lift charges, etc., complete but excluding seigniorage charges for finished item of work (APSS No. 901 & 903).
|  | cost of cement for Cement Mortar (1:3) | 10.08 | kg | 7.17 | 1 | kg | 72.2736
|  | sand for Cement Mortar (1:3) | 0.021 | cu.m. | 437.12 | 1 | cu.m. | 9.1795
|  | Water proof compound | 0.2 | Kgs | 73 | 1 | Kgs | 14.6
|  | 1st Class Mason | 0.066 | Nos. | 624 | 1 | Each | 41.184
|  | 2nd Class Mason | 0.154 | Nos. | 588 | 1 | Each | 90.552
|  | Man Mazdoor | 0.37 | Nos. | 558 | 1 | Each | 206.46
434.2491
|  | Add water charges @ 1% on cost of material & Labour | 434.2491 |  | 0.01 |  |  | 4.34
|  | Basic rate per 1 Sqmt. | [5 empty] | 438.5891
|  | Rate for other Floors |  | GF | FF | SF | TF | FF | FF
|  | Basic rate per 1 Sqmt. |  | 438.5891 | 438.5891 | 438.5891 | 438.5891 | 438.5891 | 438.5891
|  | Lift charges @ 10% extra on each floor |  |  | 33.82 | 67.64 | 101.46 | 135.28 | 169.1
|  |  |  | 438.5891 | 472.4091 | 506.2291 | 540.0491 | 573.8691 | 607.6891
|  | Add 13.615% over heads | 0 | 0 | 0 | 0 | 0 | 0 | 0
|  | Rate per 1 Sqmt. | Say | 438.6 | 472.45 | 506.25 | 540.05 | 573.9 | 607.7
|  | set over a base coat of CM (1:8), 12mm thick using Manufactured Sand (Rock sand) and natural river sand (screened sand) in the ratio of 50:50 (joints of stone must be flushed) over C.C. bed already laid or R.C.C. roof slab only after it is properly cured, cleaned, moistered and where necessary treated with neat grey cement slurry of honey like consistency spred at3.3 kgs of cement for 1 sqm. and jointed with neat cement paste to full depth, including cost and conveyance of all materials like cement, sand, water, flooring stones etc. to site, sales and other taxes on all materials, all operational, incidental and labour charges such as dressing of flooring stones to the required sizes, mixing of cement mortar, laying, jointing, curing, lift charges etc., complete but excluding seigniorage charges for finished item of work.(APSS No.703 & 701) | Flooring with
23 |  | Flooring with Polished Shabad/Tandur blue Slabas 15 to 18 mm thick (0.457M x 0.457M) set over a base coat of CM (1:8), 12mm thick (joints of stone must be flushed) over C.C. bed already laid or R.C.C. roof slab only after it is properly cured, cleaned, moistered and where necessary treated with neat grey cement slurry of honey like consistency spred at3.3 kgs of cement for 1 sqm. and jointed with neat cement paste to full depth, including cost and conveyance of all materials like cement, sand, water, flooring stones etc. to site, sales and other taxes on all materials, all operational, incidental and labour charges such as dressing of flooring stones to the required sizes, mixing of cement mortar, laying, jointing, curing, lift charges etc., complete but excluding seigniorage charges for finished item of work.(APSS No.703 & 701)
Material
|  | Cost of Polished Shabad/Tandur blue Slabas 15 to 18 mm thick (0.457M x 0.457M) | 1.1 | Sqmt. | 198.7062 | 1 | Sqmt. | 218.5768
|  | Cement for Morter and slurry | 7.46 | Kgs | 7168 | 1000 | Kgs | 53.4733
|  | Coarse sand for mortor(C.M. 1:8) | 0.012 | cum | 437.12 | 1 | cum | 5.2454
Machinery
|  | Machine charges for rubbuing/polishing floor | 0.1 | day | 0 | 1 | day | 0
|  | LA charges on crew charges | 20% |  |  |  |  | 0
Labour
|  | 1st Class Mason | 0.31 | Nos. | 624 | 1 | Each | 193.44
|  | 2nd Class Mason | 0.11 | Nos. | 588 | 1 | Each | 64.68
|  | Man Mazdoor | 0.086 | Nos. | 558 | 1 | Each | 47.988
|  | Add water charges @1% on labour & materials | 1% |  | 583.4035 |  |  | 5.834
|  | Basic rate per 1 Sqmt. | [5 empty] | 589.2375
|  | Rate for other Floors |  | GF | FF | SF | TF | FF
|  | Basic rate per 1 Sqmt. |  | 589.2375 | 589.2375 | 589.2375 | 589.2375 | 589.2375
|  | Lift charges @ 10% extra on each floor |  |  | 30.61 | 61.22 | 91.83 | 122.44
|  |  |  | 589.2375 | 619.8475 | 650.4575 | 681.0675 | 711.6775
|  | Add 13.615% over heads | 0 | 0 | 0 | 0 | 0 | 0
|  | Rate per 1 Sqmt. | Total | 589.25 | 619.85 | 650.5 | 681.1 | 711.7
|  | laid over existing CC bed or roof slab set over a base coat of CM (1:8), 12mm thick and pointing with CM(1:3) to full depth of flooring slabs dully filling joints neatly , including cost and conveyance of all materials like flooring stones, cement, sand, water, etc. to site, sales and other taxes on all materials, all operational, incidental and labour charges such as mixing of cement mortar, laying, pointing, curing, lift charges etc., complete but excluding seigniorage charges for finished item of work.(APSS No.703 & 701) | Flooring with
24 |  | Flooring with Rough shabad / Tandur Stone slabs of minimum25 to 40 mm thick (0.457 x 457M)laid over existing CC bed or roof slab set over a base coat of CM (1:8), 12mm thick and pointing with CM(1:3) to full depth of flooring slabs dully filling joints neatly , including cost and conveyance of all materials like flooring stones, cement, sand, water, etc. to site, sales and other taxes on all materials, all operational, incidental and labour charges such as mixing of cement mortar, laying, pointing, curing, lift charges etc., complete but excluding seigniorage charges for finished item of work.(APSS No.703 & 701)
|  | Rough Tandur slab | 1.05 | Sqmt. | 180.6334 | 10 | Sqmt. | 18.9665
|  | cost of cement for Cement Mortar (1:8) | 2.16 | kg | 7.17 | 1 | kg | 15.4872
|  | sand for Cement Mortar (1:8) | 0.012 | cu.m. | 437.12 | 1 | cu.m. | 5.2454
|  | Pointing with CM (1:3) | 1 | Sqmt. | 191.95 | 1 | Sqmt. | 191.95
|  | 1st Class Mason | 0.096 | Nos. | 624 | 1 | Each | 59.904
|  | 2nd Class Mason | 0.224 | Nos. | 588 | 1 | Each | 131.712
|  | Man Mazdoor | 0.22 | Nos. | 558 | 1 | Each | 122.76
|  | Woman Mazdoor | 0.11 | Nos. | 558 | 1 | Each | 61.38
|  | Add water charges @1% on labour & materials | 1% |  | 607.4051 |  |  | 6.0741
|  | Basic rate per 1 Sqmt. | [5 empty] | 613.4792
|  | Rate for other Floors |  | GF | FF | SF | TF
|  | Basic rate per 1 Sqmt. |  | 613.4792 | 613.4792 | 613.4792 | 613.4792
|  | Lift charges @ 10% extra on each floor |  |  | 37.58 | 75.15 | 112.73
|  |  |  | 613.4792 | 651.0592 | 688.6292 | 726.2092
|  | Add 13.615% over heads | 0 | 0 | 0 | 0 | 0
|  | Rate per 1 Sqmt. | Total | 613.5 | 651.1 | 688.65 | 726.25
|  | with length equal to flooring stones set over a base coat of CM (1:3) using 12mm thick with cement slurry of honey like consistency spread @ 3.3 Kgs per sqm and jointed with neat cement paste mixed with pigment of matching shade to full depth (joints of stone should be flushed), including cost and conveyance of all materials like cement, sand, water, flooring stones etc. to site, sales and other taxes on all materials, all operational, incidental and labour charges such as dressing of flooring stones to the required sizes, mixing of cement mortar, laying, jointing, curing, lift charges etc., complete but excluding seigniorage charges for finished item of work.(APSS No.701 & 707) | Providing skirting to internal walls 12.5 Cm high with
24 |  | Providing skirting to internal walls 12.5 Cm high withPolished Shabad/Tandur blue Slabas 15 to 18 mm thick (0.457M x 0.457M) with length equal to flooring stones set over a base coat of CM (1:3) using 12mm thick with cement slurry of honey like consistency spread @ 3.3 Kgs per sqm and jointed with neat cement paste mixed with pigment of matching shade to full depth (joints of stone should be flushed), including cost and conveyance of all materials like cement, sand, water, flooring stones etc. to site, sales and other taxes on all materials, all operational, incidental and labour charges such as dressing of flooring stones to the required sizes, mixing of cement mortar, laying, jointing, curing, lift charges etc., complete but excluding seigniorage charges for finished item of work.(APSS No.701 & 707)
Material
|  | Cost of Polished Shabad/Tandur blue Slabas 15 to 18 mm thick (0.457M x 0.457M) | 1.1 | Sqmt. | 198.7062 | 1 | Sqmt. | 218.5768
|  | sand for Cement Mortar (1:3) | 0.012 | cu.m. | 437.12 | 1 | cu.m. | 5.2454
|  | cement for Cement Mortar (1:3) base coat | 5.76 | Kgs | 7168 | 1000 | Kgs | 41.2877
|  | Cement for slurry | 3.3 | Kgs | 7168 | 1000 | Kgs | 23.6544
Labour
|  | 1st Class Mason | 0.096 | Nos. | 624 | 1 | Each | 59.904
|  | 2nd Class Mason | 0.224 | Nos. | 588 | 1 | Each | 131.712
|  | Man Mazdoor | 0.31 | Nos. | 558 | 1 | Each | 172.98
|  | Add water charges @1% on labour & materials | 1% |  | 653.3603 |  |  | 6.5336
|  | Basic rate per 1 Sqmt. | [5 empty] | 659.8939
|  | Rate for other Floors |  | GF | FF | SF | TF | FF
|  | Basic rate per 1 Sqmt. |  | 659.8939 | 659.8939 | 659.8939 | 659.8939 | 659.8939
|  | Lift charges @ 10% extra on each floor |  |  | 36.46 | 72.92 | 109.38 | 145.84
|  |  |  | 659.8939 | 696.3539 | 732.8139 | 769.2739 | 805.7339
|  | Add 13.615% over heads | 0 | 0 | 0 | 0 | 0 | 0
|  | Rate per 1 Sqmt. | Total | 659.9 | 696.4 | 732.85 | 769.3 | 805.75
25 |  | Supplying and fixing of Polished Shabad/Tandur blue Slabas 15 to 18 mm thick (0.457M x 0.457M) in Single piece with the edges flat nosed and set over a base coat of CM (1:3), 12mm thick, and fixing in position with neat cement paste including cost and conveyance of all materials like cement, sand, water, stones etc. to site, seigniorage charges, sales and other taxes on all materials, all operational, incidental and labour charges such as dressing of stones to the required sizes, mixing of cement mortar, fixing in position, curing, lift charges etc., complete for finished item of work For raisers (APSS No.701 & 707)
For Raisers of 0.15 Mt. Height
Material
|  | Cost of Polished Shabad/Tandur blue Slabas 15 to 18 mm thick (0.457M x 0.457M) | 1.1 | Sqmt. | 198.7062 | 1 | Sqmt. | 218.5768
|  | sand for Cement Mortar (1:3) | 0.012 | cu.m. | 437.12 | 1 | cu.m. | 5.2454
|  | cement for Cement Mortar (1:3) base coat | 5.76 | Kgs | 7168 | 1000 | Kgs | 41.2877
|  | Cement for slurry | 3.3 | Kgs | 7168 | 1000 | Kgs | 23.6544
Labour
|  | 1st Class Mason | 0.096 | Nos. | 624 | 1 | Each | 59.904
|  | 2nd Class Mason | 0.224 | Nos. | 588 | 1 | Each | 131.712
|  | Man Mazdoor | 0.31 | Nos. | 558 | 1 | Each | 172.98
|  | Add water charges @1% on labour & materials | 1% |  | 653.3603 |  |  | 6.5336
|  | Basic rate per 1 Sqmt. | [5 empty] | 659.8939
|  | Rate for other Floors |  | GF | FF | SF | TF | FF
|  | Basic rate per 1 Sqmt. |  | 659.8939 | 659.8939 | 659.8939 | 659.8939 | 659.8939
|  | Lift charges @ 10% extra on each floor |  |  | 36.46 | 72.92 | 109.38 | 145.84
|  |  |  | 659.8939 | 696.3539 | 732.8139 | 769.2739 | 805.7339
|  | Add 13.615% over heads | 0 | 0 | 0 | 0 | 0 | 0
|  | Rate per Sqmt. |  | 659.8939 | 696.3539 | 732.8139 | 769.2739 | 805.7339
|  | in Single piece with the edges flat nosed and set over a base coat of CM (1:8), 12mm thick using Manufactured Sand (Rock sand) and natural river sand (screened sand) in the ratio of 50:50 , and fixing in position with neat cement paste including cost and conveyance of all materials like cement, sand, water, stones etc. to site, seigniorage charges, sales and other taxes on all materials, all operational, incidental and labour charges such as dressing of stones to the required sizes, mixing of cement mortar, fixing in position, curing, lift charges etc., complete for finished item of work for Treads (APSS No.701 & 707) | Supplying and fixing of
26 |  | Supplying and fixing of High polished Granite 16 to 18 mm thick up to 8' 00" (2.43M) black in Single piece with the edges flat nosed and set over a base coat of CM (1:3), 12mm thick, and fixing in position with neat cement paste including cost and conveyance of all materials like cement, sand, water, stones etc. to site, seigniorage charges, sales and other taxes on all materials, all operational, incidental and labour charges such as dressing of stones to the required sizes, mixing of cement mortar, fixing in position, curing, lift charges etc., complete for finished item of work For raisers (APSS No.701 & 707)
For Raisers of 0.15 Mt. Height
Material
|  | Cost of High polished Granite 16 to 18 mm thick up to 8' 00" (2.43M) black | 1.1 | Sqmt. | 2445.4851 | 1 | Sqmt. | 2690.0337
|  | sand for Cement Mortar (1:3) | 0.012 | cu.m. | 437.12 | 1 | cu.m. | 5.2454
|  | cement for Cement Mortar (1:3) base coat | 5.76 | Kgs | 7168 | 1000 | Kgs | 41.2877
|  | Cement for slurry | 3.3 | Kgs | 7168 | 1000 | Kgs | 23.6544
Labour
|  | 1st Class Mason | 0.096 | Nos. | 624 | 1 | Each | 59.904
|  | 2nd Class Mason | 0.224 | Nos. | 588 | 1 | Each | 131.712
|  | Man Mazdoor | 0.31 | Nos. | 558 | 1 | Each | 172.98
|  | Add water charges @1% on labour & materials | 1% |  | 3124.8172 |  |  | 31.2482
|  | Basic rate per 1 Sqmt. | [5 empty] | 3156.0654
|  | Rate for other Floors |  | GF | FF | SF | TF | FF
|  | Basic rate per 1 Sqmt. |  | 3156.0654 | 3156.0654 | 3156.0654 | 3156.0654 | 3156.0654
|  | Lift charges @ 10% extra on each floor |  |  | 36.46 | 72.92 | 109.38 | 145.84
|  |  |  | 3156.0654 | 3192.5254 | 3228.9854 | 3265.4454 | 3301.9054
|  | Add 13.615% over heads | 0 | 0 | 0 | 0 | 0 | 0
|  | Rate per Sqmt. |  | 3156.0654 | 3192.5254 | 3228.9854 | 3265.4454 | 3301.9054
26 |  | Supplying and fixing of Polished Shabad/Tandur blue Slabas 15 to 18 mm thick (0.457M x 0.457M) in Single piece with the edges flat nosed and set over a base coat of CM (1:8), 12mm thick, and fixing in position with neat cement paste including cost and conveyance of all materials like cement, sand, water, stones etc. to site, seigniorage charges, sales and other taxes on all materials, all operational, incidental and labour charges such as dressing of stones to the required sizes, mixing of cement mortar, fixing in position, curing, lift charges etc., complete for finished item of work for Treads (APSS No.701 & 707)
Treads of 0.30 Mt wide
|  | cost of Polished Shabad/Tandur blue Slabas 15 to 18 mm thick (0.457M x 0.457M) | 1.1 | Sqmt. | 198.7062 | 1 | Sqmt. | 218.5768
|  | Cement for jointing | 5.46 | Kgs | 7168 | 1000 | Kgs | 39.1373
|  | Coarse sand for mortor(C.M. 1:8) | 0.012 | cum | 437.12 | 1 | cum | 5.2454
Machinery
|  | Machine charges for rubbuing/polishing floor | 0.1 | day | 0 | 1 | day | 0
|  | LA charges on crew charges | 20% |  |  |  |  | 0
Labour
|  | 1st Class Mason | 0.31 | Nos. | 624 | 1 | Each | 193.44
|  | 2nd Class Mason | 0.11 | Nos. | 588 | 1 | Each | 64.68
|  | Man Mazdoor | 0.086 | Nos. | 558 | 1 | Each | 47.988
|  | Flat nosing edges as per TBSC-T.I-14 | 0 | Rmt. |  | 1 | Rmt. | 0
|  | Add water charges @1% on labour & materials | 1% |  | 569.0675 |  |  | 5.6907
|  | Basic rate per 1 Sqmt. | [5 empty] | 574.7582
|  | Rate for other Floors |  | GF | FF | SF | TF | FF
|  | Basic rate per 1 Sqmt. |  | 574.7582 | 574.7582 | 574.7582 | 574.7582 | 574.7582
|  | Lift charges @ 10% extra on each floor |  |  | 30.61 | 61.22 | 91.83 | 122.44
|  |  |  | 574.7582 | 605.3682 | 635.9782 | 666.5882 | 697.1982
|  | Add 13.615% over heads | 0 | 0 | 0 | 0 | 0 | 0
|  | Rate per Sqmt. | Say | 574.7582 | 605.3682 | 635.9782 | 666.5882 | 697.1982
27 |  | Supplying and fixing of High polished Granite 16 to 18 mm thick up to 8' 00" (2.43M) black in Single piece with the edges flat nosed and set over a base coat of CM (1:8), 12mm thick using and fixing in position with neat cement paste including cost and conveyance of all materials like cement, sand, water, stones etc. to site, seigniorage charges, sales and other taxes on all materials, all operational, incidental and labour charges such as dressing of stones to the required sizes, mixing of cement mortar, fixing in position, curing, lift charges etc., complete for finished item of work for Treads (APSS No.701 & 707)
Treads of 0.30 Mt wide
|  | cost of High polished Granite 16 to 18 mm thick up to 8' 00" (2.43M) black | 1.1 | Sqmt. | 2445.4851 | 1 | Sqmt. | 2690.0337
|  | Cement for jointing | 5.46 | Kgs | 7168 | 1000 | Kgs | 39.1373
|  | Coarse sand for mortor(C.M. 1:8) | 0.012 | cum | 437.12 | 1 | cum | 5.2454
Machinery
|  | Machine charges for rubbuing/polishing floor | 0.1 | day | 0 | 1 | day | 0
|  | LA charges on crew charges | 20% |  |  |  |  | 0
Labour
|  | 1st Class Mason | 0.31 | Nos. | 624 | 1 | Each | 193.44
|  | 2nd Class Mason | 0.11 | Nos. | 588 | 1 | Each | 64.68
|  | Man Mazdoor | 0.086 | Nos. | 558 | 1 | Each | 47.988
|  | Add water charges @1% on labour & materials | 1% |  | 3040.5244 |  |  | 30.4052
|  | Basic rate per 1 Sqmt. | [5 empty] | 3070.9296
|  | Rate for other Floors |  | GF | FF | SF | TF | FF
|  | Basic rate per 1 Sqmt. |  | 3070.9296 | 3070.9296 | 3070.9296 | 3070.9296 | 3070.9296
|  | Lift charges @ 10% extra on each floor |  |  | 30.61 | 61.22 | 91.83 | 122.44
|  |  |  | 3070.9296 | 3101.5396 | 3132.1496 | 3162.7596 | 3193.3696
|  | Add 13.615% over heads | 0 | 0 | 0 | 0 | 0 | 0
|  | Rate per Sqmt. | Say | 3070.9296 | 3101.5396 | 3132.1496 | 3162.7596 | 3193.3696
28 |  | In - situ - Granolithic Concrete Flooring 20mm thick with CC(1:1:2) Prop: using 6mm to 12mm size HBG machine crushed metal laid monolithically over 100mm thick CC flooring bed (1:5:10) with 40mm HBG metal in alternate panels of size not exceeding 1.50m x 1.50m and finishing the top surface to required smoothness and slopes, thread lining as directed by the Engineer - in - charge including cost and conveyance of all materials like cement, sand, water, etc. to site, seigniorage charges, sales and other taxes on all materials, all operational, incidental and labour charges such as mixing of cement concrete, laying, curing, lift charges etc., complete for finished item of work (APSS No.701 & 710)
|  | 6mm to 12mm HBG metal | 0.017 | cum | 1426.0033 | 1 | cum | 24.2421
|  | Sand | 0.0085 | cum | 437.12 | 1 | cum | 3.7155
|  | Cement | 12 | Kgs | 7168 | 1000 | Kgs | 86.016
|  | PCC bed (1:5:10) 100mm thick | 0.1 | cum | 3649.1398 | 1 | cum | 364.914
|  | 1st Class Mason | 0.125 | Nos. | 624 | 1 | Each | 78
|  | 2nd Class Mason | 0.006 | Nos. | 588 | 1 | Each | 3.528
|  | Manand women Mazdoor | 0.3 | Nos. | 558 | 1 | Each | 167.4
727.8156
|  | Add 13.615% over heads | 0 |  | 727.8156 |  |  | 0
|  | Rate per 1 Sqmt. |  |  |  |  | Total | 727.85
27 |  | Flooring with Ceramic Tiles of 7.3mm thick 1st. quality of Non-skid red or white full body Ceramic floor tiles of size not less than 300 x 300 mm and thickness between 7-8 size as approved by Engineer - in - charge set over a base coat of CM (1:8), 12mm thick laid over flooring bed / V.R.C.C. slab, with neat cement slurry of honey like consistency spread at the rate of 3.3 Kgs of cement per Sq.m and jointed with neat white cement paste to full depth mixed with pigment of matching shade including cost and conveyance of all materials like cement, sand, water, ceramic tiles etc. to site, sales and other taxes on all materials, all operational, incidental and labour charges such as mixing of cement mortar, laying, curing, lift charges etc., complete but excluding seigniorage charges for finished item of work.(APSS No.701 & 707)
Material
|  | Ceramic Tiles | 1.05 | Sqmt. | 300 | 1 | Sqmt. | 315
|  | Sand | 0.012 | cum | 437.12 | 1 | cum | 5.2454
|  | Cement | 2.16 | Kgs | 7168 | 1000 | Kgs | 15.4829
|  | Grey Cement for slurry | 3.3 | Kgs | 7168 | 1000 | Kgs | 23.6544
|  | White Cement for pointing | 0.2 | Kgs | 29 | 1 | Kgs | 5.8
Labour
|  | 1st Class Mason | 0.096 | Nos. | 624 | 1 | Each | 59.904
|  | 2nd Class Mason | 0.224 | Nos. | 588 | 1 | Each | 131.712
|  | Man Mazdoor | 0.33 | Nos. | 558 | 1 | Each | 184.14
|  | Add water charges @1% on labour & materials | 1% |  | 740.9387 |  |  | 7.4094
|  | Basic rate per 1 Sqmt. | [5 empty] | 748.3481
|  | Rate for other Floors |  | GF | FF | SF | TF | FF
|  | Basic rate per 1 Sqmt. |  | 748.3481 | 748.3481 | 748.3481 | 748.3481 | 748.3481
|  | Lift charges @ 10% extra on each floor |  |  | 37.58 | 75.15 | 112.73 | 150.3
|  |  |  | 748.3481 | 785.9281 | 823.4981 | 861.0781 | 898.6481
|  | Add 13.615% over heads | 0 | 0 | 0 | 0 | 0 | 0
|  | Rate per Sqmt. |  | 748.35 | 785.95 | 823.5 | 861.1 | 898.65
28 |  | Dadooing to walls with any color glazed tiles 1st. quality of any size of brand as approved by Engineer - in - charge and set over a base coat of CM (1:5), 12mm thick and neat cement paste at the rate of 3.3 Kg/Sqmt. and jointed with white cement paste mixed with pigment of matching shade including cost and conveyance of all materials like cement, sand, water, tiles, etc. to site, sales and other taxes on all materials, C921 such as mixing of cement mortar, laying in position, curing, lift charges etc., complete but excluding seigniorage charges for finished item of work (APSS No.701 & 707) in All Floors
|  | white glazed tiles of 18-20mm thick | 1.05 | Sqmt | 300 | 1 | Sqmt | 315
|  | Grey cement | 0.33 | Kgs | 7168 | 1000 | Kgs | 2.3654
|  | White cement | 0.6 | Kgs | 29 | 1 | Kgs | 17.4
|  | Cement for Cement Mortar CM (1:5) | 3.45 | Kgs | 7.17 | 1 | Kgs | 24.7365
|  | Sand Mortar CM (1:5) | 0.012 | Cum | 437.12 | 1 | Cum | 5.2454
Labour
|  | 1st Class Mason | 0.077 | Nos. | 624 | 1 | Each | 48.048
|  | Man Mazdoor | 0.08 | Nos. | 558 | 1 | Each | 44.64
|  | Add water charges @1% on labour & materials | 1% |  | 457.4354 |  |  | 4.5744
|  | Basic rate per 1 Sqmt. | [5 empty] | 462.01
|  | Rate for other Floors |  | GF | FF | SF | TF | TF
|  | Basic rate per 1 Sqmt. |  | 462.01 | 462.01 | 462.01 | 462.01 | 462.01
|  | Lift charges @ 10% extra on each floor |  |  | 9.27 | 18.54 | 27.81 | 37.08
|  |  |  | 462.01 | 471.28 | 480.55 | 489.82 | 499.09
|  | Add 13.615% over heads | 0 | 0 | 0 | 0 | 0 | 0
|  | Rate per Sqmt. |  | 462.05 | 471.3 | 480.55 | 489.85 | 499.1
29 |  | Whiting to walls and ceiling in two coats with Birla White or equavalent quality to give an even shade after thoroughly brushing the surface to remove all loose powdered materials including cost and conveyance of all materials and water to site, sales & other taxes, all operational, incidental and labour charges such as cleaning the surface, painting, curing etc., complete for finished item of work for internal walls. (APSS No.901 & 908) in All Floors
|  | Surya Cem | 0.2 | kgs | 29 | 1 | kgs | 5.8
|  | Painter | 0.021 | Nos. | 625.8 | 1 | Each | 13.1418
|  | Man Mazdoor | 0.032 | Nos. | 558 | 1 | Each | 17.856
|  | sundries including brushes,ladders, etc., | 1% |  | 36.7978 |  |  | 0.36798
37.1658
|  | Add 13.615% over heads | 0 |  | 37.1658 |  |  | 0
|  | Rater per 1 Sqmt. for all floors |  |  |  |  | Total | 37.2
29 |  | Painting to Iron work with two coats of ready mixed synthetic enamel paint first quality all shades over an existing steel primer including cost and conveyance of all materials to site, sales & other taxes, incidental, operational and all labour charges etc., complete for finished item of work. (APSS No. 1201, 1207 & 1212).in All Floors
|  | Cost of Synthetic Enamel Paint | 0.11 | Ltr | 251 | 1 | Ltr | 27.61
|  | 1st Class Painter | 0.033 | Nos. | 714 | 1 | Each | 23.562
|  | 2nd Class Painter | 0.077 | Nos. | 588 | 1 | Each | 45.276
96.448
|  | Add 13.615% over heads | 0 |  | 96.448 |  |  | 0
|  | Rater per 1 Sqmt. for all floors |  |  |  |  | Total | 96.45
30 |  | Reinforced cement mortar Facia 5 cm thick in CM (1:3) for drop walls, Fins & staircase railing with rabbit wire mesh & nominal reinforcement as directed by Engineer-in-charge with dubara spong finishing including cost & conveyence of all materials to site, including sales and other taxes on all materials and all operational, incidental charges such as labour charges, like mixing cement mortar, scaffolding charges, lift charges, curing, for making 50 mm thick RCM Paradah walls (RCM Drop walls) including tying Rabbit (chicken) wire mesh to the existing mild steel / HYSD Steel reinforcement applying mortar lumps, finishing, plastering to both faces, sponge finishing etc complete for finished item of work but excluding cost of steel and its fabrication charges and seigniorage charges in All Floors
materials
|  | Costof rabit wire mesh | 1.33 | Sqmt | 19 | 1 | Sqmt | 25.27
|  | 53 Grade cement | 31.91 | Kgs | 7168 | 1000 | Kgs | 228.7309
|  | Cost of coarse sand | 0.058 | Cum | 437.12 | 1 | Cum | 25.353
Labour
|  | 1st Class Mason | 0.8 | Nos. | 624 | 1 | Each | 499.2
|  | Miller operator | 0.1 | Nos. | 624 | 1 | Each | 62.4
|  | Man Mazdoor | 1 | Nos. | 558 | 1 | Each | 558
|  | Hire charges of miller | 0.2 | Hour | 397.5 | 1 | Hour | 79.5
1478.4538
|  | Add water charges @ 1% on cost of material & Labour | 1478.4538 |  | 0.01 |  |  | 14.78
|  | Basic rate per 1 Sqmt. | [5 empty] | 1493.2338
|  | Rate for other Floors |  | GF | FF | SF | TF | FF
|  | Basic rate per 1 Sqmt. |  | 1493.2338 | 1493.2338 | 1493.2338 | 1493.2338 | 1493.2338
|  | Lift charges @ 10% extra on each floor |  |  | 119.91 | 239.82 | 359.73 | 479.64
|  |  |  | 1493.2338 | 1613.1438 | 1733.0538 | 1852.9638 | 1972.8738
|  | Add 13.615% over heads | 0 | 0 | 0 | 0 | 0 | 0
|  | Rate per Sqmt. |  | 1493.25 | 1613.15 | 1733.1 | 1853 | 1972.9
31 |  | Painting to New wood work with two coats of ready mixed synthetic enamel paint Grade I all shades to give an even shade over base coat Primer with Luppam finishing after thoroughly brushing the surface to remove all remains including cost and conveyance of all materials to site, sales & other taxes, all operational, incidental and labour charges etc., complete for finished item of work.(3 coats) (APSS No. 1201 & 1212).in All Floors
PRIMARY COAT
|  | Luppam finish | 0.1 | Kg. | 144 | 1 | Kg | 14.4
|  | Ready mixed primer | 0.07 | lit | 144 | 1 | Lt | 10.08
|  | Ist class painter | 0.021 | Nos. | 714 | 1 | Each | 14.994
|  | 2nd class painter | 0.049 | Nos. | 588 | 1 | Each | 28.812
TWO COATS OF PAINTING
|  | Synthetic enamel paint | 0.12 | lit | 251 | 1 | lit | 30.12
|  | 1st class painter | 0.036 | Nos. | 714 | 1 | Each | 25.704
|  | 2nd class painter | 0.084 | Nos. | 588 | 1 | Each | 49.392
173.502
|  | Add 13.615% over heads | 0 |  | 173.502 |  |  | 0
|  | Rate per 1 Sqmt. for all Floors |  |  |  |  | Total | 173.55
32 |  | S&F of pre-cast RCC Grills of any design of 50 mm thick manufactured with M-30 grade of concrete using vibro-compaction process using joint less FRP moulds to achieve shuttering finish and adequately reinforced for long use and to prevent damage during handling, transportation & erection etc.,complete for finished item of work in All Floors.
|  | Rate as per SSR | 1 | Sqmt | 573 | 1 | Sqmt | 573
|  | Add 13.615% over heads | 0 |  | 573 |  |  | 0
|  | Rate per Sqmt. |  |  |  |  | Total | 573
33 |  | Supply and Fixing MS Pipes 50mm dia including Labour Charges for fixing complete including cost and conveyance of all materials to site, sales and other taxes, all labour charges etc., complete for finished item of work
|  | Cost of MS Pipe 50mm dia asper (TBSC-E.I-15) | 5.1 | Kgs. | 61 | 1 | Kgs. | 311.1
|  | Fabrication, Cutting and Fixing charges (TBSC-T.I-18) | 5.1 | Kgs. | 28 | 1 | Kgs. | 142.8
453.9
|  | Add 13.615% over heads | 0 |  | 453.9 |  |  | 0
|  | Rate per Rmt. | [5 empty] | 453.9
32 |  | Painting to New walls with two coats of Acrylic Emulsion paint of superior quality of approved brand and shade over base coat of cement primer interior grade -I making three coats in all to give an even shade after thoroughly brushing the surface to remove all loose powdered materials, including cost and conveyance of all materials, including cost and conveyance of all materials, cost of brushes, water to site, etc., sales & other taxes, all operational, incidental and labour charges such as scaffolding charges, lift charges, curing etc., complete for finished item of work in all floors for internal Walls.(APSS No. 912) in All Floors
|  | Cement Primer Grade I | 0.1 | Kgs | 150 | 1 | Kgs | 15
|  | Arcylic Emulsion Paint | 0.08 | Ltr | 195 | 1 | Ltr | 15.6
Labour for Priming Coat
|  | 1st class painter | 0.021 | Nos. | 714 | 1 | Each | 14.994
|  | 2nd class painter | 0.049 | Nos. | 588 | 1 | Each | 28.812
Labour for Two Coats
|  | 1st class painter | 0.036 | Nos. | 714 | 1 | Each | 25.704
|  | 2nd class painter | 0.084 | Nos. | 588 | 1 | Each | 49.392
149.502
|  | Add 13.615% over heads | 0 |  | 149.502 |  |  | 0
|  | Rater per 1 Sqmt. for all floors |  |  |  |  | Total | 149.55
33 |  | Providing and applying Wall putty of White Cement or Polymer or Cement based of average 1 to 2 mm thickness over plastered surface to prepare the surface even and smooth after thoroughly brushing the surface to remove all dirt and remains of loose powdered materials, applying emery paper, Sand the surface, clean & wipe off loose dust, applying knifing paste filler by putty knife / muslin pad, air dry for 2 - 3 hrs, sand with 180 and 320 No., emery paper for the surface preparation including cost and conveyance of all materials to work site and all operational, incidental, labour charges, over heads and contractors profit etc., complete for finished item of work in all floors for Internal walls
(As per Amendment in SoR 2011-12)
Unit = 10 Sqm
|  | wall putty TBSC-G.I-03 | 23 | Kgs | 35 | 1 | Kgs | 805
|  | Painter 1st class | 0.273 | Nos. | 714 | 1 | Each | 194.922
|  | Painter 2nd class | 0.637 | Nos. | 588 | 1 | Each | 374.556
|  | Mazdoor | 0.91 | Nos. | 558 | 1 | Each | 507.78
|  | Sundries for emery papers, fillers, knife etc., @ 1% | 0.01 |  | 1882.258 |  |  | 18.8226
1901.0806
|  | Add 13.615% over heads | 0 |  | 1901.0806 |  |  | 0
|  | Rater per 10 Sqmt. for all floors |  |  |  |  | Total | 1901.1
190.11
|  | Rater per 1 Sqmt. for all floors | [5 empty] | 190.1
33 |  | Painting to old walls with two coats of Acrylic Emulsion paint of superior quality of approved brand and shade over base coat to give an even shade after thoroughly brushing the surface to remove all loose powdered materials, including cost and conveyance of all materials, including cost and conveyance of all materials, cost of brushes, water to site, etc., sales & other taxes, all operational, incidental and labour charges such as scaffolding charges, lift charges, curing etc., complete for finished item of work in all floors for external Walls.(APSS No. 912) in All Floors
|  | Cement Primer Grade II | 0.1 | Kgs | 191 | 1 | Kgs | 0
|  | Arcylic Emulsion Paint | 0.08 | Ltr | 204 | 1 | Ltr | 16.32
Labour for Priming Coat
|  | 1st class painter | 0.021 | Nos. | 714 | 1 | Each | 0
|  | 2nd class painter | 0.049 | Nos. | 588 | 1 | Each | 0
Labour for Two Coats
|  | 1st class painter | 0.021 | Nos. | 714 | 1 | Each | 14.994
|  | 2nd class painter | 0.049 | Nos. | 588 | 1 | Each | 28.812
|  | Mazdoor | 0.15 | Nos. | 558 | 1 | Each | 83.7
143.826
|  | Add 13.615% over heads | 0 |  | 143.826 |  |  | 0
|  | Rater per 1 Sqmt. for all floors |  |  |  |  | Total | 143.85
34 |  | Providing expansion joint treatment with ploy sulphide compound of approved make of finsihed size 25 x 25 mm including making of 25mm x 25mm groove and primer coat over finished groove with finishing of edges true to straight line and level over the finished surface of expansion joint including cost and convenyance of all materials to site, all incidental , operational , labour charges etc., complete for finished item of work as per approved drawing ( for all floors on top slab i.e, in the flooring and for internal vertical joints of grooves in dadooing surface).
|  | as per SSR TBSC-Q.VII-07 | 1 | RM | 687 | 1 | RM | 687 |  | TBSC-Q.VII-07
|  | Add 13.615% over heads | 0 |  | 687 |  |  | 0
|  | Rate per 1 Rmt | [5 empty] | 687
35 |  | Providing and Fixing of 24 guage alluminium sheet over expansion joint groove of width 15cm fixed to walls / columns at one edge and resting over the other blcok walls / columns concealing expansion joint with slotted holes for free edge of aluminium sheet to faciliate free movement of aluminium sheet over the finished surface of expansion joint and wall face using sheet metal screws with nylon receiver complete including cost and convenyance of all materials to site, all incidental , operational labour charges etc.,, complete for finsihed item of work as per approved drawing ( for all floors for vertical joints and bottom of slab).
|  | Cost of alluminium sheet 24 Gauge TBSC-R.I-23 | 1 | Sqm | 274 | 1 | Sqm | 274 |  | TBSC-R.I-23
274
|  | Add 13.615% over heads | 0 |  | 274 |  |  | 0
|  | Rate per 1 Sqm | [5 empty] | 274
36 |  | Providing and Fixing of expansion joint filler board for Buildings , Columns , Beams and Slabs Armour Board " sillfill including cost and convenyance of all materials to site, all incidental, operational , labour charges etc., complete for finished item of work as per approved drawing for all floors
|  | Rate as per SSR TBSC-Q.VIII-05 | 1 | Sqm | 366 | 1 | Sqm | 366
|  | Add 13.615% over heads | 0 |  | 366 |  |  | 0
|  | Rate per 1 Sqm |  |  |  |  | toal | 366
34 |  | Providing and laying of cinder concrete in cement cinder mix (1:1.5) prop. Using 12.5 mm nominal size cinder laid in layers and compacted as directed for filling sunken floors including cost and conveyence of all materials, water to the work site, seinerage charges and all operational, incidental labour charges such as mixing cement & cinder etc. complete for finished item of work.
|  | cost of cinder meterial TBSC-R.I-02 | 1 | cum | 808 | 1 | cum | 808
|  | 43 Grade cement | 95 | Kgs | 7168 | 1000 | Kgs | 680.96
|  | 1st Class Mason | 0.1 | Nos. | 624 | 1 | Each | 62.4
|  | Man mazdoor | 2.36 | Nos. | 558 | 1 | Each | 1316.88
2868.24
|  | Add 13.615% over heads | 0 |  |  |  |  | 0
|  | Rate per 1 cum | [5 empty] | 2868.25
35 |  | Supply & applying Melamine Polish Glossy/ Matt finish to the wood works over 2 with more coats of French spirit polish duly cleaning the surface and applying emery paper, Sand the wood with 180 No., emery paper and then with 320 No., emery paper, clean & wipe off loose dust, applying suitable knifing paste filler / wood filler by putty knife / muslin pad, air dry for 2 - 3 hrs, sand with 180 and 320 No., emery paper, apply two component wood sealer, air dry for 24 hrs, Sand with 320 No emery paper, applying one coat of approved spraying thinner (for spraying)/ applying one coat of approved brushing thinner or general purpose thinner (for brushing) and apply (either with spray or brush) two coats of approved brand melamine including cost & labour charges, emery papers, cost of thinner & melamine polish of approved brands such as Jenson & Nicholson, Asian Paints, Berger Paints or equivalent etc., complete for finished item of work
Unit = 1 SQM
A) MATERIALS :
|  | Melamine polishTBSC-G.VII-01 | 0.065 | L | 317 | 1 | L | 20.61
B) LABOUR
|  | Painter 1st class | 0.24 | day | 714 | 1 | day | 171.36
|  | Painter 2nd class | 0.56 | day | 588 | 1 | day | 329.28
|  | Helper | 0.8 | day | 558 | 1 | day | 446.4
967.65
|  | Overheads & Contractors Profit | 0 |  | 967.65 |  |  | 0
967.65
|  | Rate for 1 sq.m | [5 empty] | 96.765
[7 empty] | or say | 967.65
36 |  | For French spirit polishing two or more coats on new wood work including coat of filler
A. MATERIALS :
|  | Shellac TBSC-G.I-16 | 0.228 | Kg | 188 | 1 | Kg | 42.86
|  | Spirit TBSC-G.I-12 | 1.63 | L | 101 | 1 | L | 164.63
B. LABOUR
|  | Painter day | 3.2 | day | 714 | 1 | day | 2284.8
|  | Sundries such as pigment, terpentaine, sand paper, putty, wood filler, white woolen cloth, linseed oil, cotton etc., LS | L.S |  |  |  |  | 0
|  | Total cost for 10 sqm | [5 empty] | 2492.29
|  | Overheads & Contractors Profit | 0 |  | 2492.29 |  |  | 0
2492.29
249.229
|  | RATE PER 1 SQM |  |  |  |  | or say | 250
|  | Total rate per 1 sqm | [5 empty] | 1217.65
37 |  | Supplying , laying , aligning & jointing of RCC Hume Pipes of 300mm dia NP2 class including all necessary fixtures like collars of respective diameter including cost and convenyance of all materilas to site, sales and othe taxes on all materials , lifting, placing and fixing in position for finished item of work.
for 12 Rmt
|  | As per SSR Item No : (Table No.1) | 10 | Rmt | 450 | 1 | Rmt | 4500
|  | Add collars (Table No.2) | 3 | Nos | 111 | 1 | Nos | 333
|  | Labour charges for laying & jointing | 10 | Rmt | 305 | 1 | Rmt | 3050
|  | Rate per 10 Rmt. | [5 empty] | 7883
|  | Rate per 1 Rmt. | [5 empty] | 788.3
|  | Add 13.615% over heads | 0 |  |  |  |  | 0
788.3
|  | RATE PER 1 Rmt |  |  |  |  | or say | 789
38 |  | Manufacturing supplying and fixing of MS gate for compound wall by using MS tubes, angles and square rods as per approved designs and drawings including fixing in position, cost conveyance of all materials and labour charges for finished item of work
|  | Cost of structural steel members | 1 | Kg | 74.34 | 1 | Kg | 74.34
|  | Fabrication chargesTBSC-T.I-16 | 1 | Kg | 31 | 1 | Kg | 31
|  | Labour charges for fixing in positionTBSC-T.I-17 | 1 | Kg | 4 | 1 | Kg | 4
109.34
|  | Overheads & Contractors Profit | 0 |  | 109.34 |  |  | 0
109.34
[6 empty] | kg | or say | 109.4
39 |  | Proviging plinth protection with a bed of 100mm thick PCC (1:5:10) using 40mm size HBG metal and on top of PCC, 20 mm thick granolithic concrete flooring with CC (1:1:2) prop; machine crushed metal of size 6mm to 12 mm laid monolithically already laid in alternate panels and finishing the top surface to required smoothness and slopes inculing grooves, thread lining as cost and coveyance of all materials to site including seignorage charges, sales & other taxes and all materials and operatinal & incidental and labour charges like mixing of cement concrete, laying ,curing lift charges etc., complete including of CC bedfor finished item of work (APSS No.701 & 710)
|  | 6MM To 12MM HBG metal | 0.17 | Cum | 1426.0033 | 1 cum |  | 242.42
|  | Sand | 0.085 | Cum | 437.12 | 1 cum |  | 37.16
|  | cement | 120 | Kgs | 7168 | 1000 kgs |  | 860.16
|  | PCC BED (1:5:10) 100mm thick | 1 | Cum | 3649.1398 | 1 cum |  | 3649.14
|  | 1 st class Mason | 1.25 | Nos | 624 | each |  | 780
|  | 2 nd class mason | 0.06 | Nos | 588 | each |  | 35.28
|  | Man mazdoor | 2.5 | Nos | 558 | each |  | 1395
|  | women mazdoor | 0.5 | Nos | 558 | each |  | 279
|  | Rate per 10 sqm | [5 empty] | 7278.16
|  | Rate per 1 sqm | [5 empty] | 727.816
|  | Add 13.615% over heads | 0 |  |  |  |  | 0
[6 empty] | Rate per 1 sqm |  | 727.85
36 |  | Flooring with Nano polished vitrified floor tiles of 1st quality and make as approved by Engineer-in-charge of size not less than 600 mm x 600 mm , 8mm thickness regular finish and normal colours with borders and design as per the approved flooring pattern as directed by the Engineer-In -Charge, laying tiles using spacers of 2mm thick, set over a base coat of CM (1:8) prop. 12mm thick using screened sand over CC bed already laid or RCC roof slab , including neat cement slurry of honey like consistancy spread @ 3.3 kgs per Sqm. and jointed neately with white cement paste to full depth mixed with pigment of matching shade including cost and conveyance of all materials like cement, sand, water, tiles, white cement etc., to site (excluding cost of C.C. bed) including cost of base coat and all labour charges for mixing of cement mortar, laying tiles to required slope as directed by the Engineer- in-charge etc.,and overheads & contractors profit complete for finished item of work. (APSS No.701 & 707)
(BLD-CSTN-9-5)
Unit = 10 sqm.
A. MATERIALS:
|  | Vitrified polish floor tiles 600 x 600 mm of 8 to 10 mm thickness normal colour 1 st quality | 10.5 | Sqm | 421 | 1 | Sqm | 4420.5
|  | Cement for CM(1:8)proportion for base coat | 21.6 | Kgs | 7168 | 1000 | Kgs | 154.8288
|  | Cement for slurry | 33 | Kgs | 7168 | 1000 | Kgs | 236.544
|  | Cement for pointing | 6 | Kgs | 7168 | 1000 | Kg | 43.008
|  | Sand for CM(1:8) | 0.12 | Cum | 437.12 | 1 | Cum | 52.4544
B .LABOUR
|  | Mason 1st class | 0.96 | Nos | 624 | 1 | Each | 599.04
|  | Mason 2nd class | 2.24 | Nos | 588 | 1 | Each | 1317.12
|  | Mazdoor(un skilled) | 3.3 | Nos | 558 | 1 | Each | 1841.4
|  | Add for MA @ 0% |  |  | 1770 |  |  | 0
|  | Add water charges 1% | 0.01 |  | 8664.8952 |  |  | 86.649
|  | Rate for 10sqm | [5 empty] | 8751.5442
|  | Rate for other Floors |  | GF | FF | SF | TF | FF
|  | Rate as worked out above |  | 8751.5442 | 8751.5442 | 8751.5442 | 8751.5442 | 8751.5442
|  | Lift charges ( Page 131 of Std. Data ) |  | 0 | 375.76 | 751.51 | 1127.27 | 1503.02
|  | Add for MA @20% | 20% | 0 | 75.152 | 150.302 | 225.454 | 300.604
|  |  |  | 8751.5442 | 9202.4562 | 9653.3562 | 10104.2682 | 10555.1682
|  | Add 13.615% over heads | 0% | 0 | 0 | 0 | 0 | 0
|  | Rate per 10 Sqm |  | 8751.5442 | 9202.4562 | 9653.3562 | 10104.2682 | 10555.1682
|  | Rate per 1 Sqm |  | 875.1544 | 920.2456 | 965.3356 | 1010.4268 | 1055.5168
|  | Say |  | 875 | 920 | 965 | 1010 | 1056
37 |  | Providing skirting to internal walls to 10 cm height with Nano polished vitrified tiles 8mm thick , regular finish and normal colour, length equal to flooring tiles, set over base coat of CM(1:5) 12 mm thick using screened sand with cement slurry of honey like consistency spread at the rate of 3.30 kgs per sqm and jointing with white cement paste mixed with pigment of matching shade to full depth, including cost of all materials like tiles, cement, sand and water etc.,and overheads & contractors profit complete for finished item of work.(APSS No.701 &707)
(BLD-CSTN-9-20)
Unit = 10 sqm
|  | Cost of vitrified tiles 8mm thick | 10.5 | sqm | 421 | 1 | sqm | 4420.5
|  | Sand for CM(1:5) base coat | 0.12 | cum | 437.12 | 1 | cum | 52.4544
|  | Cement for CM(1:5) base coat | 34.56 | Kgs | 7168 | 1000 | Kgs | 247.7261
|  | Cement for slurry | 33 | Kgs | 7168 | 1000 | Kgs | 236.544
|  | White cement for jointing & pointing | 2 | Kgs | 29 | 1 | Kg | 58
B.LABOUR
|  | Mason 1st class | 0.96 | Nos. | 624 | 1 | Each | 599.04
|  | Mason 2nd class | 2.24 | Nos. | 588 | 1 | Each | 1317.12
|  | Mazdoor(unskilled) | 3.3 | Nos. | 558 | 1 | Each | 1841.4
|  | Add for MA @ 0% |  |  | 1212 |  |  | 0
|  | Add water charges 1% | 0.01 |  | 8772.7845 |  |  | 87.7278
|  | Rate for 10 sqm | [5 empty] | 8860.5123
|  | Rate for other Floors |  | GF | FF | SF | TF | FF
|  | Rate as worked out above |  | 8860.5123 | 8860.5123 | 8860.5123 | 8860.5123 | 8860.5123
|  | Lift charges ( Page 131 of Std. Data ) |  | 0 | 375.76 | 751.51 | 1127.27 | 1503.02
|  | Add for MA @ | 20% | 0 | 75.152 | 150.302 | 225.454 | 300.604
|  |  |  | 8860.5123 | 9311.4243 | 9762.3243 | 10213.2363 | 10664.1363
|  | Overheads | 0% | 0 | 0 | 0 | 0 | 0
|  | Rate per 10 Sqm |  | 8860.5123 | 9311.4243 | 9762.3243 | 10213.2363 | 10664.1363
|  | Rate per 1 Sqm |  | 886.0512 | 931.1424 | 976.2324 | 1021.3236 | 1066.4136
|  | Rate per 1 RM |  | 88.6051 | 93.1142 | 97.6232 | 102.1324 | 106.6414
|  | Say |  | 89 | 93 | 98 | 102 | 106.6
38 |  | Flooring with 16 to 18mm thick high polished granite stone slabs of other than black colour and regular colours approved by the engineer-incharge laid over existing CC bed or roof slab set over a base coat of CM (1:8), 12mm thick and pointing with CM(1:3) to full depth of flooring slabs dully filling joints neatly , including cost and conveyance of all materials like flooring stones, cement, sand, water, etc. to site, sales and other taxes on all materials, all operational, incidental and labour charges such as mixing of cement mortar, laying, pointing, curing, lift charges etc., complete but excluding seigniorage charges for finished item of work.(APSS No.703 & 701)
|  | High polished granite 16 to 18mm thick | 1.05 | Sqmt. | 2709 | 1 | Sqmt. | 2844.45
|  | cost of cement for Cement Mortar (1:8) | 2.16 | kg | 7168 | 1000 | kg | 15.4829
|  | sand for Cement Mortar (1:8) | 0.012 | cu.m. | 437.12 | 1 | cu.m. | 5.2454
|  | Pointing with CM (1:3) | 1 | Sqmt. | 191.95 | 1 | Sqmt. | 191.95
|  | 1st Class Mason | 0.096 | Nos. | 624 | 1 | Each | 59.904
|  | 2nd Class Mason | 0.224 | Nos. | 588 | 1 | Each | 131.712
|  | Man Mazdoor | 0.22 | Nos. | 558 | 1 | Each | 122.76
|  | Woman Mazdoor | 0.11 | Nos. | 558 | 1 | Each | 61.38
|  | Add water charges @1% on labour & materials | 1% |  | 3432.8843 |  |  | 34.3288
|  | Basic rate per 1 Sqmt. | [5 empty] | 3467.2132
|  | Rate for other Floors |  | GF | FF | SF | TF
|  | Basic rate per 1 Sqmt. |  | 3467.2132 | 3467.2132 | 3467.2132 | 3467.2132
|  | Lift charges @ 10% extra on each floor |  |  | 37.58 | 75.15 | 112.73
|  |  |  | 3467.2132 | 3504.7932 | 3542.3632 | 3579.9432
|  | Add 13.615% over heads | 0 | 0 | 0 | 0 | 0
|  | Rate per 1 Sqmt. | Total | 3467.25 | 3504.8 | 3542.4 | 3579.95
|  | with length equal to flooring stones set over a base coat of CM (1:3), 12mm thick with cement slurry of honey like consistency spread @ 3.3 Kgs per sqm and jointed with neat cement paste mixed with pigment of matching shade to full depth (joints of stone should be flushed), including cost and conveyance of all materials like cement, sand, water, flooring stones etc. to site, sales and other taxes on all materials, all operational, incidental and labour charges such as dressing of flooring stones to the required sizes, mixing of cement mortar, laying, jointing, curing, lift charges etc., complete but excluding seigniorage charges for finished item of work.(APSS No.701 & 707) | Providing skirting to internal walls 12.5 Cm high with
39 |  | Providing skirting to internal walls 12.5 Cm high with 16 to 18mm thick high polished granite stone slabs of other than black colour and regular colours approved by the engineer-incharge with length equal to flooring stones set over a base coat of CM (1:3), 12mm thick with cement slurry of honey like consistency spread @ 3.3 Kgs per sqm and jointed with neat cement paste mixed with pigment of matching shade to full depth (joints of stone should be flushed), including cost and conveyance of all materials like cement, sand, water, flooring stones etc. to site, sales and other taxes on all materials, all operational, incidental and labour charges such as dressing of flooring stones to the required sizes, mixing of cement mortar, laying, jointing, curing, lift charges etc., complete but excluding seigniorage charges for finished item of work.(APSS No.701 & 707)
Material
|  | High polished granite 16 to 18mm thick | 1.1 | Sqmt. | 2709 | 1 | Sqmt. | 2979.9
|  | sand for Cement Mortar (1:3) | 0.012 | cu.m. | 437.12 | 1 | cu.m. | 5.2454
|  | cement for Cement Mortar (1:3) base coat | 5.76 | Kgs | 7168 | 1000 | Kgs | 41.2877
|  | Cement for slurry | 3.3 | Kgs | 7168 | 1000 | Kgs | 23.6544
Labour
|  | 1st Class Mason | 0.096 | Nos. | 624 | 1 | Each | 59.904
|  | 2nd Class Mason | 0.224 | Nos. | 588 | 1 | Each | 131.712
|  | Man Mazdoor | 0.31 | Nos. | 558 | 1 | Each | 172.98
|  | Add water charges @1% on labour & materials | 1% |  | 3414.6835 |  |  | 34.1468
|  | Basic rate per 1 Sqmt. | [5 empty] | 3448.8304
|  | Rate for other Floors |  | GF | FF | SF | TF
|  | Basic rate per 1 Sqmt. |  | 3448.8304 | 3448.8304 | 3448.8304 | 3448.8304
|  | Lift charges @ 10% extra on each floor |  |  | 39.87 | 79.75 | 119.62
|  |  |  | 3448.8304 | 3488.7004 | 3528.5804 | 3568.4504
|  | Add 13.615% over heads | 0 | 0 | 0 | 0 | 0
|  | Rate per 1 Sqmt. | Total | 3448.85 | 3488.75 | 3528.6 | 3568.5
40 |  | Painting to new walls with 2 coats of Acrylic based Oil bound Washable Distemper having VOC content less than 50 grams/litre over promer coat using white cemnt as approved by Engineer-In-Charge, making 3 coats in all to give an even shade after thourughly brushing the surface to remove all dirt and remains of loose powdered materials, including cost and conveyance of all materials to work site and all operational, incidental, labour charges etc., and overheads & contractors profit complete for finished item of work as per APSS 911 for internal walls in all floors.
(BLD-CSTN-12-1)
Unit = 10 Sqm
|  | Cost of White Cement | 0.5 | Kg | 29 | 1 | Kg | 14.5
|  | Painter 1st class | 0.08 | Nos. | 714 | 1 | Each | 57.12
|  | Painter 2nd class | 0.19 | Nos. | 588 | 1 | Each | 111.72
|  | Cost of washable Oil Bound Distemper | 1.7 | Ltrs | 54 | 1 | Ltr | 91.8
|  | Painter 1st class | 0.36 | Nos. | 714 | 1 | Each | 257.04
|  | Painter 2nd class | 0.84 | Nos. | 588 | 1 | Each | 493.92
|  | Sundries including brushes , ladders etc., @ 1% | 0.01 |  | 1026.1 |  |  | 10.26
1036.36
|  | Overheads | 0% |  | 1036.36 |  |  | 0
|  | Rate per 10 sqm | [5 empty] | 1036.36
|  | Rate per 1 sqm | [5 empty] | 103.636
[7 empty] | Say | 103.7
38 |  | Flooringwith 16 to 18mm thick high polished granite stone slabs of black colour approved by the engineer-incharge laid over RCC slab or bed alredy laid and set over base coat of CM (1:8) 20mm thick including neat cement , slurry of honey like consistency spread at the rate of 3.30kg per sqm and joined with neat white cement paste mixed with pisment of matching shade to ful allmaterials to work site depth including cost and conveyence of and all materials to work site and operational , incidentallabour and lift charges and seignorage charges etc., complete for finshed item of work for platform in kitchen/diniing (SS 701 & special)
Materials
|  | High polished granite 16 to 18mm thick | 10.5 | Sqm | 2445.4851 | 1 sqm | Sqm | 25677.59
|  | corese sand for C.M. 1:8 | 0.2 | Cum | 437.12 | 1 cum | Cum | 87.42
|  | Cement for CM1: 8 base coat | 36 | Kgs | 7168 | 1000 kgs | Kgs | 258.05
|  | Cement for slurry | 33 | Kgs | 7168 | 1000 kgs | Kgs | 236.54
|  | Cement for joining | 6 | Kgs | 7168 | 1000 kgs | Kgs | 43.01
Labour
|  | 1 st class mason | 3 | Nos | 624 | each | Nos | 1872
|  | 2nd class mason | 1 | Nos | 588 | each | Nos | 588
|  | Man Mazdoor | 8 | Nos | 558 | each | Nos | 4464
33226.61
|  | Rete per 1 sqm | [5 empty] | 3322.66
|  | Add 13.615% over heads | 0 |  |  |  |  | 0
|  | Rete per 1 sqm | [5 empty] | 3322.7
39 |  | Half Rounding the edges of granite slab including polishing all labour charges, hire charegs of tools and plants All incidental charges etc., complete for finished item of work as directed by the engineer incharge
|  | As per SSR TBSC-T.I-11 | 1 | RMT | 387 | 1 | RMT | 387
|  | Add 13.615% over heads | 0 |  |  |  |  | 0
|  | Rate per RM |  |  |  |  | total | 387
40 |  | Supply and fixing of 110mm dia ISI mark PVC rain water spouts of 4 Kg/cm2 pressure including Cost of necessary pvc bends, shoes and M.S.clamps and all other accessories and fixing in position including cost and conveyance of all materials to site , seigniorage charges sales and other taxes on all materials, all operational, incidental and labour cahrges such as fixing in alignment etc., complete for finished item of work.(APSS NO1328) in All Floors | [7 empty] | to be verified
|  | Cost of 110mm dia PVC Pipe 4Kg/Sq cm.TBSP-H.I-03 | 3 | Rmt. | 159.6667 | 1 | Rmt | 479
|  | Cost of P.V.C.Bend TBSP-H.II-12 | 1 | No. | 83 | 1 | No | 83 |  | TBSP-A.II-23
|  | Cost PVC shoe TBSP-H.II- 18 | 1 | No. | 70 | 1 | No | 70
|  | Cost of Clips TBSP-H.II- 61 | 3 | Nos. | 18 | 1 | No | 54
|  | Plumber 1st Class-I.36 | 0.3 | Nos. | 726 | 1 | Each | 217.8
|  | Plumber 2nd class-II.9 | 0.7 | Nos. | 588 | 1 | Each | 411.6
|  | Man Mazdoor | 1 | No. | 558 | 1 | Each | 558
[5 empty] | Rate per 3 Rmt. |  |  | 1873.4
624.4667
|  | Add 13.615% over heads | 0 |  | 624.4667 |  |  | 0
|  | Rate per Rmt. |  |  |  |  | Total | 624.5
41 |  | Roofing will be provided with 0.5mm thick galvanized / pre painted G.I. profiled sheets fixed to the purlins with 14 size self drilling screws with neoprene washer. Side laps are stitched with self tapping / drilling screws. End laps are to be sealed with 25x3 mm Butyl tape. The sheets are provided with anti capillary grove.
|  | basic rate ( TBSC-R.I-39) | 1 | sqm | 725 | 1 | sqm | 725
|  | Overheads & Contractors Profit | 0% |  | 725 |  |  | 0
725
[6 empty] | Per Sqm | or say | 725
42 |  | Flooring with chequered cement concrete heavy duty tiles confirming to IS:13801 using aggregates, cement, pigments of size 300mm x 300mm and thickness 25mm of any shade as approved by Engineer - In - Charge set over base coat of cement mortar (1:6), 12 mm thick using screened sand over CC bed alredy laid or RCC roof slab including neat cement slurry of honey like consistency spread @ 3.3 kgs per sqm and jointed with neat white cement to full depth mixed with pigment of matching shade including cost and conveyance of all materials like cement, sand, water and tiles etc.,and overheads & contractors profit complete for finished item of work.
(BLD-CSTN-9-4)
Unit = 10 sqm
A. MATERIALS:
|  | precast terrazzo chequered tiles 25mm thick TBSC-C.VIII-04 | sqm | 10.05 | 274 | 1 | Sqm | 2753.7
|  | Cement for CM (1:6) proportion for base coat | kg. | 28.8 | 7168 | 1000 | Kgs | 206.44
|  | Cement for slurry | kg. | 33 | 7168 | 1000 | Kgs | 236.54
|  | White cement | kg. | 2 | 29 | 1000 | Kg | 0.06
|  | Pigment | kg.
|  | Sand for CM(1:8) | cum | 0.12 | 437.12 | 1 | Cum | 52.45
|  | Seigniorage charges of sand | cum
B. MACHINERY
Nill
C. LABOUR
|  | Mason 2nd class | day | 0.96 | 588 | 1 | day | 564.48
|  | Man mazdoor | day | 2.24 | 558 | 1 | day | 1249.92
|  | Mazdoor (unskiled) | day | 3.3 | 558 | 1 | day | 1841.4
|  | Add water charges 1% | 0.01 |  | 6904.99 |  |  | 69.05
6974.04
|  | Add 13.615% over heads | 0 |  | 6974.04 |  |  | 0
|  | Rate per 10 Sqm | [5 empty] | 6974.04
|  | Rate per 1 Sqm | [5 empty] | 697.45
1 |  | Supplying and fixing of curtain Glazing made of pre painted steel as per IS 513 of 0.58 mm thick D quality, galvanized as per IS 277 Primer coated with epoxy, finish painted with a polyester paint using the section for outer frame of 46 x 52 mm, section for mullion of 46 x 70 mm and section for beading of 18 x 25 mm and the glazing with 5 mm thick plain float glass fitted with EPDM gaskets including handle made of high grade Aluminium powder coated and nylon receiver, corner brackets made of CRCA with zinc phosphating, mullion caps made of Glass filled nylon including fixing the frames in the concrete / masonry wall with self expanding screws, etc.,complete for finished item in all floors
|  | Fixed Glazing 2'-0 x 2'-0 (609.6x609.6mm) and Fixed Glazing 2'-0 x 3'-0 (609.6x914.4mm) | [5 empty] | 0
|  | Rate as per SSR TBSC-N.I-01 | 1 | sqm | 6108 | 1 | sqm | 6108
|  | Add 13.615% over heads | 0 |  | 6108 |  |  | 0
6108
Fixed Glazing 3'-0 x 3'-0 (914.4x914.4mm) and Fixed Glazing 3'-0 x 4'-0 (914.4x1219.2mm)
|  | Rate as per SSR TBSC-N.I-02 | 1 | sqm | 5183 | 1 | sqm | 5183
|  | Add 13.615% over heads | 0 |  | 5183 |  |  | 0
5183
1 |  | Paving with precast concrete blocks of M-40 grade and thickness not less than 80 mm for Medium traffic areas conforming to IS 15658:2006 in all shapes and designs as per the manufacturer's specification 12mm thick and pointing with CM(1:3) to full depth of flooring slabs dully filling joints neatly , including cost and conveyance of all materials like paver blocks, cement, sand, water, etc. to site, sales and other taxes on all materials, all operational, incidental and labour charges such as mixing of cement mortar, laying, pointing, curing, lift charges etc., complete but excluding seigniorage charges for finished item of work.(APSS No.703 & 701)
|  | Paving blocks TBSC-C.IX-03 | 1 | Sqmt. | 470 | 1 | Sqmt. | 470
|  | sand for Cement Mortar (1:8) | 0.05 | cu.m. | 437.12 | 1 | cu.m. | 21.856
|  | Labour charges TBSC-C.IX-06 | 1 | Sqmt. | 198 | 1 | Sqmt. | 198
|  | Muncipal Allowance | 20% |  | 198 |  |  | 39.6
|  | Basic rate per 1 Sqmt. | [5 empty] | 729.456
|  | Rate for other Floors |  | GF
|  | Basic rate per 1 Sqmt. |  | 729.456
729.456
|  | Add 13.615% over heads | 0.13615 | 99.32
|  | Rate per 1 Sqmt. | Total | 828.8
1 |  | Supply and fixing of e-3 Ceramic magnetic Green Chalk Board of size 8'0''x4'0'' with viturious enamil coated sheet made up of 0.30 to 0.4mm thick steel sheet having 0.095 mm thick on top and 0.03mm min on the back supported with 9mm thick MDF board having bulk density of 750kg/m3 and laminated with 0.25 mm thick electro Galvanised steel sheet at the back both the top and backing sheet shall be properly fixed with MDF board using suiltable addhesive to avoid any moisture absorption. Fixed in deluxe quality alluminium channels confirming to ISI standards including cost transportaion and all labour charges for fixing etc complete for finshing item of work.
|  | Rate As per approved for Model School Buildings by the Superintending Engineer, APEWIDC, Hyderabad of size 12'0''x4'0'' |  |  |  |  | each | 10900
[7 empty] | or per sft | 227.0833
|  | For size 8'0''x4'0'' |  |  |  |  | each | 7267
|  | Add 13.615% over heads | 0 |  | 7267 |  |  | 0
7267
|  | Asst Engineer | Dy. Executive Engineer |  |  | 0
|  | PR MP Utkoor | PR SD Makthal |  |  | 0

## C-data
DATA
Construction of Kitchen shed at ZPHS Bijwar(V) of Utkoor(M)
|  | Overheads | 0%
COMMON STANDARD SCHEDULE OF RATES FOR THE YEAR 2021-22
|  |  |  | 0% | AGENCY / MUNICIPAL / LALI ALLOWANCE
LABOUR CHARGES
Sl.No |  | Description | SSR Sl.No. | Initial Rate | Final Rate | Unit
1 |  | 1st class mason | I-11 | 545 | 545 | per | day
2 |  | 2nd class mason | II-35 | 515 | 515 | per | day
3 |  | 1st class Brick Layer | I-11 | 545 | 545 | per | day
4 |  | 2nd class Brick layer | II-35 | 515 | 515 | per | day
5 |  | Blacksmith | I-2 | 540 | 540 | per | day
6 |  | Plumber 1st Class-I.36 | I-45 | 635 | 635 | per | Each
7 |  | Plumber 2nd class-II.9 | II-42 | 515 | 515 | per | Each
8 |  | 1st class carpenter | I-4 | 645 | 645 | per | day
9 |  | mate | I-10 | 515 | 515 | per | day
10 |  | 2nd class carpenter | II-04 | 515 | 515 | per | day
11 |  | 1st class Painter | I-35 | 625 | 625 | per | day
12 |  | 2nd class Painter | II-37 | 515 | 515 | per | day
13 |  | Head mazdoor | II-10 | 515 | 515 | per | day
14 |  | Man mazdoor | III-3 | 490 | 490 | per | day
15 |  | Woman mazdoor | III-4 | 490 | 490 | per | day
16 |  | Cost of binding wire | CSSR-A.03 | 66 | 66 | per | Kg
CENTERING CHARGES (Providing Centring, shuttering and scaffolding with props and steel plate as per the approved shuttering plan and other accessories as per the norms and stability calculations including cost and conveyance of all accessories Using Cashewrina Ballies and Wooden runners & staging including all bracings, cross members etc complete for finished item of work)
| Sl | NAME OF THE STRUCTURAL MEMBER | Unit of Measurement | Material Hire charges |  | Labour charges |  | Centring Charges for 2021-22
| 1 | 2 | 6 | 3 |  | 4 |  | 5
| HIRE CHARGES FOR CENTERING & SCAFFOLDING - Unsupported height up to 3.66 M using Casurina Bellies, Bamboos, Wooden Reapers, Runners, Wood Posts, Steel Centering Plates etc., | [8 empty] | 1st floor |  | 2nd floor |  | 3rd floor |  | 4th floor
[10 empty] | labour | total | labour | total | labour | total | labour | total | labour | total
| A | FOOTINGS | per 1 cum | Rs. | 304 | Rs. | 718 | Rs. | 1022 | 789.8 | 1093.8 | 861.6 | 1165.6 | #REF! | #REF! | 1005.2 | 1309.2 | 1077 | 1795
|  | bed blocks and bands | per 1 cum | Rs. | 67 | Rs. | 370 | Rs. | 437 | 407 | 474 | 444 | 511 | 481 | 548 | 518 | 585 | 555 | 925
| B | PEDESTALS | per 1 cum | Rs. | 346 | Rs. | 1141 | Rs. | 1487 | 1255.1 | 1601.1 | 1369.2 | 1715.2 | 1483.3 | 1829.3 | 1597.4 | 1943.4 | 1711.5 | 2852.5
| C | PLINTH BEAMS | per 1 cum | Rs. | 1467 | Rs. | 1730 | Rs. | 3197 | 1903 | 3370 | 2076 | 3543 | 2249 | 3716 | 2422 | 3889 | 2595 | 4325
| D | LINTELS | per 1 cum | Rs. | 831 | Rs. | 1399 | Rs. | 2230 | 1538.9 | 2369.9 | 1678.8 | 2509.8 | 1818.7 | 2649.7 | 1958.6 | 2789.6 | 2098.5 | 3497.5
| E | CHAJJAS - SUNSHADES | per 1 sqm | Rs. | 164 | Rs. | 215 | Rs. | 379 | 236.5 | 400.5 | 258 | 422 | 279.5 | 443.5 | 301 | 465 | 322.5 | 537.5
| F | COLUMNS | per 1 cum | Rs. | 250 | Rs. | 1965 | Rs. | 2215 | 2161.5 | 2411.5 | 2358 | 2608 | 2554.5 | 2804.5 | 2751 | 3001 | 2947.5 | 4912.5
| G | BEAMS | per 1 cum | Rs. | 1467 | Rs. | 1648 | Rs. | 3115 | 1812.8 | 3279.8 | 1977.6 | 3444.6 | 2142.4 | 3609.4 | 2307.2 | 3774.2 | 2472 | 4120
| H | SLABS - Up to 150 mm thick | per 1 sqm | Rs. | 166 | Rs. | 187 | Rs. | 353 | 205.7 | 371.7 | 224.4 | 390.4 | 243.1 | 409.1 | 261.8 | 427.8 | 280.5 | 467.5
| I | SLABS - above 150 mm - Up to 300 mm thick | per 1 sqm | Rs. | 171 | Rs. | 192 | Rs. | 363 | 211.2 | 382.2 | 230.4 | 401.4 | 249.6 | 420.6 | 268.8 | 439.8 | 288 | 480
| J | SLABS - above 300 mm thick | per 1 sqm | Rs. | 179 | Rs. | 201 | Rs. | 380 | 221.1 | 400.1 | 241.2 | 420.2 | 261.3 | 440.3 | 281.4 | 460.4 | 301.5 | 502.5
| K | WAFFLE - (GRID) SLABS (Rib Beams with Slabs) | per 1 sqm | Rs. | 604 | Rs. | 679 | Rs. | 1283 | 746.9 | 1350.9 | 814.8 | 1418.8 | 882.7 | 1486.7 | 950.6 | 1554.6 | 1018.5 | 1697.5
| L | PERGOLA SLABS (Only Rib Beams) | per 1 sqm | Rs. | 424 | Rs. | 476 | Rs. | 900 | 523.6 | 947.6 | 571.2 | 995.2 | 618.8 | 1042.8 | 666.4 | 1090.4 | 714 | 1190
| M | ARCH BEAMS - up to 1.5 M Span | per 1 cum | Rs. | 1668 | Rs. | 1874 | Rs. | 3542 | 2061.4 | 3729.4 | 2248.8 | 3916.8 | 2436.2 | 4104.2 | 2623.6 | 4291.6 | 2811 | 4685
| N | ARCH BEAMS - above 1.5 M Span | per 1 cum | Rs. | 1692 | Rs. | 1900 | Rs. | 3592 | 2090 | 3782 | 2280 | 3972 | 2470 | 4162 | 2660 | 4352 | 2850 | 4750
| O | DOME SLABS | per 1 cum | Rs. | 2698 | Rs. | 3030 | Rs. | 5728 | 3333 | 6031 | 3636 | 6334 | 3939 | 6637 | 4242 | 6940 | 4545 | 7575
| P | HELICAL STAIRCASES | per 1 sqm | Rs. | 206 | Rs. | 231 | Rs. | 437 | 254.1 | 460.1 | 277.2 | 483.2 | 300.3 | 506.3 | 323.4 | 529.4 | 346.5 | 577.5
| Q | Shear walls RCC walls,Water tank walls | [7 empty] | 0 | 0 | 0 | 0 | 0 | 0 | 0 | 0 | 0 | 0
| HIRE CHARGES FOR CENTERING & SCAFFOLDING - Unsupported height up to 3.66 M using Steel scaffolding pipes, jack Props, wallers, Foot plates, brackets, steel Centering Plates,etc., | [8 empty] | 1st floor |  | 2nd floor |  | 3rd floor |  | 4th floor
[10 empty] | labour | total | labour | total | labour | total | labour | total | labour | total
| A | FOOTINGS | per 1 cum | Rs. | 304 | Rs. | 718 | Rs. | 1022 | 789.8 | 1093.8 | 861.6 | 1165.6 | 933.4 | 1237.4 | 1005.2 | 1309.2 | 1077 | 1795
|  | bed blocks and bands | per 1 cum | Rs. | 67 | Rs. | 370 | Rs. | 437 | 407 | 474 | 444 | 511 | 481 | 548 | 518 | 585 | 555 | 925
| B | PEDESTALS | per 1 cum | Rs. | 346 | Rs. | 1141 | Rs. | 1487 | 1255.1 | 1601.1 | 1369.2 | 1715.2 | 1483.3 | 1829.3 | 1597.4 | 1943.4 | 1711.5 | 2852.5
| C | PLINTH BEAMS | per 1 cum | Rs. | 1467 | Rs. | 1730 | Rs. | 3197 | 1903 | 3370 | 2076 | 3543 | 2249 | 3716 | 2422 | 3889 | 2595 | 4325
| D | LINTELS | per 1 cum | Rs. | 1246 | Rs. | 1836 | Rs. | 3082 | 2019.6 | 3265.6 | 2203.2 | 3449.2 | 2386.8 | 3632.8 | 2570.4 | 3816.4 | 2754 | 4590
| E | CHAJJAS - SUNSHADES | per 1 sqm | Rs. | 246 | Rs. | 282 | Rs. | 528 | 310.2 | 556.2 | 338.4 | 584.4 | 366.6 | 612.6 | 394.8 | 640.8 | 423 | 705
| F | COLUMNS | per 1 cum | Rs. | 375 | Rs. | 2578 | Rs. | 2953 | 2835.8 | 3210.8 | 3093.6 | 3468.6 | 3351.4 | 3726.4 | 3609.2 | 3984.2 | 3867 | 6445
| G | BEAMS | per 1 cum | Rs. | 2201 | Rs. | 2162 | Rs. | 4363 | 2378.2 | 4579.2 | 2594.4 | 4795.4 | 2810.6 | 5011.6 | 3026.8 | 5227.8 | 3243 | 5405
| H | SLABS - Up to 150 mm thick | per 1 sqm | Rs. | 249 | Rs. | 245 | Rs. | 494 | 269.5 | 518.5 | 294 | 543 | 318.5 | 567.5 | 343 | 592 | 367.5 | 612.5
| I | SLABS - above 150 mm - Up to 300 mm thick | per 1 sqm | Rs. | 257 | Rs. | 252 | Rs. | 509 | 277.2 | 534.2 | 302.4 | 559.4 | 327.6 | 584.6 | 352.8 | 609.8 | 378 | 630
| J | SLABS - above 300 mm thick | per 1 sqm | Rs. | 268 | Rs. | 264 | Rs. | 532 | 290.4 | 558.4 | 316.8 | 584.8 | 343.2 | 611.2 | 369.6 | 637.6 | 396 | 660
| K | WAFFLE - (GRID) SLABS (Rib Beams with Slabs) | per 1 sqm | Rs. | 906 | Rs. | 890 | Rs. | 1796 | 979 | 1885 | 1068 | 1974 | 1157 | 2063 | 1246 | 2152 | 1335 | 2225
| L | PERGOLA SLABS (Only Rib Beams) | per 1 sqm | Rs. | 635 | Rs. | 624 | Rs. | 1259 | 686.4 | 1321.4 | 748.8 | 1383.8 | 811.2 | 1446.2 | 873.6 | 1508.6 | 936 | 1560
| M | ARCH BEAMS - up to 1.5 M Span | per 1 cum | Rs. | 2502 | Rs. | 2458 | Rs. | 4960 | 2703.8 | 5205.8 | 2949.6 | 5451.6 | 3195.4 | 5697.4 | 3441.2 | 5943.2 | 3687 | 6145
| N | ARCH BEAMS - above 1.5 M Span | per 1 cum | Rs. | 2537 | Rs. | 2493 | Rs. | 5030 | 2742.3 | 5279.3 | 2991.6 | 5528.6 | 3240.9 | 5777.9 | 3490.2 | 6027.2 | 3739.5 | 6232.5
| O | DOME SLABS | per 1 cum | Rs. | 4046 | Rs. | 3975 | Rs. | 8021 | 4372.5 | 8418.5 | 4770 | 8816 | 5167.5 | 9213.5 | 5565 | 9611 | 5962.5 | 9937.5
| P | HELICAL STAIRCASES | per 1 sqm | Rs. | 308 | Rs. | 303 | Rs. | 611 | 333.3 | 641.3 | 363.6 | 671.6 | 393.9 | 701.9 | 424.2 | 732.2 | 454.5 | 757.5
| Q | Shear walls RCC walls,Water tank walls | per 1 sqm | Rs. | 513 | Rs. | 576 | Rs. | 1089 | 633.6 | 1146.6 | 691.2 | 1204.2 | 748.8 | 1261.8 | 806.4 | 1319.4 | 1524.6 | 2100.6
HIRE CHARGES FOR ACCESS SCAFFOLDING - up to 3.66 M using Casurina Bellies, Bamboos, Wooden Reapers, Runners, Wood Posts, Wall Plates etc., for BRICK MASONRY/STONE MASONRY - 1 sqm(WALL AREA)
| A | 1st - Floor | per 1 sqm | Rs. | 10.86 | Rs. | 88.6 | Rs. | 99.46
| B | 2nd - Floor | per 1 sqm | Rs. | 10.86 | Rs. | 127.46 | Rs. | 138.32
| C | 3rd - Floor | per 1 sqm | Rs. | 10.86 | Rs. | 166.33 | Rs. | 177.19
| D | 4th - Floor | per 1 sqm | Rs. | 10.86 | Rs. | 205.2 | Rs. | 216.06
| E | 5th - Floor | per 1 sqm | Rs. | 10.86 | Rs. | 244.06 | Rs. | 254.92
| F | 6th - Floor | per 1 sqm | Rs. | 10.86 | Rs. | 282.93 | Rs. | 293.79
| Sl | NAME OF THE STRUCTURAL MEMBER | Unit of Measurement | Material Hire charges |  | Labour charges |  | Centring Charges for 2020-21
| 1 | 2 | 6 | 3 |  | 4 |  | 5
HIRE CHARGES FOR ACCESS SCAFFOLDING - up to 3.66 M using Casurina Bellies, Bamboos, Wooden Reapers, Runners, Wood Posts, Wall Plates etc., for PLASTERING TO WALLS - 1 sqm
| A | 1st - Floor | per 1 sqm | Rs. | 1.09 | Rs. | 8.86 | Rs. | 9.95
| B | 2nd - Floor | per 1 sqm | Rs. | 1.09 | Rs. | 12.75 | Rs. | 13.84
| C | 3rd - Floor | per 1 sqm | Rs. | 1.09 | Rs. | 16.63 | Rs. | 17.72
| D | 4th - Floor | per 1 sqm | Rs. | 1.09 | Rs. | 20.52 | Rs. | 21.61
| E | 5th - Floor | per 1 sqm | Rs. | 1.09 | Rs. | 24.41 | Rs. | 25.5 | [5 empty] | 1245
| F | 6th - Floor | per 1 sqm | Rs. | 1.09 | Rs. | 28.29 | Rs. | 29.38
HIRE CHARGES FOR STAGE SCAFFOLDING - up to 3.66 M using Casurina Bellies, Bamboos, Wooden Reapers, Runners, Wood Posts, Wall Plates etc., for CEILING PLASTERING - 1 sqm
| A | 1st - Floor | per 1 sqm | Rs. | 2.59 | Rs. | 17.79 | Rs. | 20.38 | [5 empty] | 1245
| B | 2nd - Floor | per 1 sqm | Rs. | 2.59 | Rs. | 25.39 | Rs. | 27.98
| C | 3rd - Floor | per 1 sqm | Rs. | 2.59 | Rs. | 32.99 | Rs. | 35.58
| D | 4th - Floor | per 1 sqm | Rs. | 2.59 | Rs. | 40.59 | Rs. | 43.18 | [5 empty] | 1287.9
| E | 5th - Floor | per 1 sqm | Rs. | 2.59 | Rs. | 48.19 | Rs. | 50.78
| F | 6th - Floor | per 1 sqm | Rs. | 2.59 | Rs. | 55.79 | Rs. | 58.38
1330.8
CENTERING & SCAFFOLDING CHARGES- FLOOR WISE RATES for Steel scaffolding pipes, jack Props, Steel Centering Plates,etc., for unsupported height 3.66 M
|  |  |  | Lintels | Chajjas - Sun Shades | Columns | Beams | Slabs - Up To 150 mm Thick | Slabs - Above 150 Mm - Up To 300 mm Thick | Slabs - Above 300 mm Thick | Waffle Slabs (Rib Beams With Slabs) | Pergola Slabs (Only Rib Beams) | Arch Beams - Up To 1.5 M Span | Arch Beams - Above 1.5 M Span | Dome Slabs | Helical Staircases
|  | Unit |  | per 1 cum | per 1 sqm | per 1 cum | per 1 cum | per 1 sqm | per 1 sqm | per 1 sqm | per 1 sqm | per 1 sqm | per 1 cum | per 1 cum | 1373.7 | per 1 sqm
1st - Floor
|  | Material Hire for any Floor | H | 1180 | 233 | 355 | 2085 | 236 | 243 | 254 | 858 | 602 | 2370 | 2404 | 3833 | 292
|  | Labour Charges for 1st Floor | L | 1772 | 272 | 2488 | 2088 | 236 | 243 | 255 | 859 | 602 | 2373 | 2407 | 3838 | 293
|  | Total Hire Charges (H+L) | T | 2952 | 505 | 2843 | 4173 | 472 | 486 | 509 | 1717 | 1204 | 4743 | 4811 | 7671 | 585
LABOUR CHARGES for Further Floors
|  | 2nd - Floor | L | 1950 | 300 | 2738 | 2297 | 260 | 268 | 280 | 946 | 663 | 2610 | 2648 | 4221 | 322
|  | 3rd - Floor | L | 2127 | 326 | 2987 | 2505 | 283 | 292 | 305 | 1031 | 723 | 2849 | 2888 | 4605 | 351
|  | 4th - Floor | L | 2303 | 353 | 3234 | 2715 | 307 | 316 | 330 | 1118 | 784 | 3086 | 3130 | 4989 | 380
|  | 5th - Floor | L | 2481 | 380 | 3484 | 2923 | 330 | 341 | 355 | 1203 | 843 | 3322 | 3370 | 5372 | 411
CENTERING & SCAFFOLDING CHARGES- FLOOR WISE RATES for Casurina Ballies, Bamboos, Wooden Reapers, Runners, Wood Posts, Wall plates, Steel Centering Plates,etc., for unsupported height 3.66 M
|  |  |  | Lintels | Chajjas - Sun Shades | Columns | Beams | Slabs - Up To 150 mm Thick | Slabs - Above 150 Mm - Up To 300 mm Thick | Slabs - Above 300 mm Thick | Waffle Slabs (Rib Beams With Slabs) | Pergola Slabs (Only Rib Beams) | Arch Beams - Up To 1.5 M Span | Arch Beams - Above 1.5 M Span | Dome Slabs | Helical Staircases
|  | Unit |  | per 1 cum | per 1 sqm | per 1 cum | per 1 cum | per 1 sqm | per 1 sqm | per 1 sqm | per 1 sqm | per 1 sqm | per 1 cum | per 1 cum | per 1 cum | per 1 sqm
1st - Floor
|  | Material Hire for any Floor | H | 790 | 156 | 238 | 1395 | 158 | 163 | 170 | 575 | 403 | 1586 | 1609 | 2566 | 196
|  | Labour Charges for 1st Floor | L | 1373 | 211 | 1928 | 1617 | 183 | 189 | 198 | 666 | 466 | 1838 | 1863 | 2971 | 227
|  | Total Hire Charges (H+L) | T | 2163 | 367 | 2166 | 3012 | 341 | 352 | 368 | 1241 | 869 | 3424 | 3472 | 5537 | 423
LABOUR CHARGES for Further Floors
|  | 2nd - Floor | L | 1510 | 232 | 2120 | 1778 | 202 | 207 | 216 | 733 | 513 | 2022 | 2049 | 3269 | 250
|  | 3rd - Floor | L | 1646 | 254 | 2313 | 1940 | 220 | 227 | 236 | 799 | 560 | 2206 | 2235 | 3567 | 272
|  | 4th - Floor | L | 1783 | 275 | 2506 | 2101 | 238 | 246 | 256 | 865 | 607 | 2390 | 2421 | 3863 | 295
|  | 5th - Floor | L | 1921 | 295 | 2698 | 2262 | 257 | 265 | 276 | 931 | 653 | 2573 | 2608 | 4161 | 319
total
MATERIAL RATES OF MISCELLANEOUS BUILDING ITEMS
Sl. No |  | Description of Item | SSR Sl. No | Unit | Rate
1 |  | 2 | 3 | 4 | 5
1 |  | White Cement | TBSC-R.I-01 | Kg | 31
2 |  | Paint grade lime for white / colour wash | TBSC-G.II-01 | Kg | 24
3 |  | Water proof Cement paint of Superior Quality | TBSC-G.II-04 | Kg | 54
4 |  | Dry Distemper POWDER | TBSC-G.II-02 | Ltr | 46
5 |  | Oil Bound Washable Distemper Acrylic based | TBSC-G.II-03 | Kg | 57
6 |  | Wood Primer | TBSC-G.I-07 | Ltr | 152
7 |  | Putty for woodwork | TBSC-G.I-09 | Kg | 152
8 |  | Red Oxide Primer Paint Grade - I | TBSC-G.I-05 | Ltr | 136
9 |  | Supply of water based Cement Primer of interior Grade- 1 | TBSC-G.I-01 | Kg | 158
10 |  | Supply of water based Cement Primer of Exterior Grade- 2 | TBSC-G.I-02 | Kg | 201
11 |  | Supply of ready mixed Synthetic Enamel paints in all shades Grade - I having VOC (Volatile Organic Compound ) content less than 50 grams/ Lit. | TBSC-G.V-01 | Ltr | 264
12 |  | Supply of acrylic emulsion paint interior grade having VOC (Volatile Organic Compound ) content less than 50 grams/ liter. | TBSC-G.III-01 | Ltr | 205
13 |  | Supply of acrylic emulsion paint exterior grade with silicon additives having VOC (Volatile Organic Compound ) content less than 50 grams/ liter. | TBSC-G.III-02 | Ltr | 215
14 |  | Impervious Water proofing compound | TBSC-Q.II-05 | Kg | 77
15 |  | Rabbit wire mesh (Chicken Mesh) | TBSC-E.I-12 | Sqmt. | 20
16 |  | S&F of Pre cast RCC grills of any design of 50 mm thick | TBSC-R.I-22 | Sqmt. | 602 | [5 empty] | OLD FILE
17 |  | White Glazed Tiles of any Size 1st. Quality | TBSC-C.I-01 | Sqmt. | 315
18 |  | glazed red or white full body ceramic wall tiles of size 200 x 300 mm / 245 mm x 325 mm and thickness 6 mm of any size 1st quality | TBSC-C.VI-03 | Sqmt. | 546
19 |  | Ceramic tiles 7.3mm thick | TBSC-C.I-01 | Sqmt. | 315
20 |  | S&F Vinyl Flooring with Tiles 1.5mm thick in rolls | TBSC-C.X-03 | Sqmt. | 403
21 |  | Polished Marble Slabs of any variety 16 to 20 mm thick (size 0.457 x 0.457 M / 0.6 x 0.6 M) | TBSC-B.II-01 | Sqmt. | 695
22 |  | High polished Granite 16 to 18 mm thick up to 8' 00" (2.43M) other than black and regular colours | TBSC-B.III-02 | Sqmt. | 2845
23 |  | High polished Granite 16 to 18 mm thick up to 8' 00" (2.43M) black | TBSC-B.III-03 | Sqmt. | 2419
24 |  | Nano polished /stain free soluble salt porcelain vitrified tiles screen printed of size 600 x 600 mm and thickness between 8-10 mm 1st quality | TBSC-C.II-03 | Sqmt. | 443
25 |  | Vitrified polish floor tiles 600 x 600 mm of 8 to 10 mm thickness normal colour 1 st quality | TBSC-C.II-02 | Sqmt. | 443
26 |  | AC Sheet Corrugated 6mm thick | TBSC-D.VI-01 | Sqmt. | 231
29 |  | Supplying & fixing collapsible steel shutters with vertical, double channel of 20 x10x2 mm of 100 mm centre ,Bracers with flat iron 40x40x6 mm with 38 mm dia steel pulleys, the top, bottom and side vertical frames of the collapsible gate with 65x65mmx8mm MS Angle and middle guide rail at site height with 65mmx8mm MS flat for the pulleys to guide and fixed with necessary hold fasts, bolts, nuts, rivets, locking arrangements, stoppers, handles, all accessories all fixtures and painted with one coat of approved steel primer etc., complete for finished item of work | TBSC-E.I-02 | Sqmt. | 3640 | 4135.586
30 |  | Supply & fixing of Rolling shutter made of 80 x 1.25 mm machine rolled CRCA laths, interlocked together through their entire length and jointed together at the ends by end-locks, mounted on specially designed pipe shaft of 50mm dia nominal bore MS B class pipe with brackets, plates, guide channels, stoppers, bottom locking plates and arrangements for inside & outside locking with push-pull operations including cost of hood cover and springs complete, painted with one coat of approved steel primer, locks, ball bearings, all accessories etc complete for finished item of work as per special spn: 1108 | TBSC-E.I-01 | Sqmt. | 4161 | 4727.5202
DATA
|  |  | Qty |  | Rate | Per |  | Amount
CEMENT MORTAR (1:2)
Material
|  | Cost of Sand | 1.05 | Cum | 437.12 | 1 | Cum | 458.976
|  | Cost of Cement | 720 | Kgs | 7168 | 1000 | Kgs | 5160.96
Man Power
|  | Light Mazdoor | 0.2 | Nos | 490 | 1 | Day | 98
|  | Rate per cu.m. | [5 empty] | 5717.936
CEMENT MORTAR (1:3)
Material
|  | Cost of Sand | 1.05 | Cum | 437.12 | 1 | Cum | 458.976
|  | Cost of Cement | 480 | Kgs | 7168 | 1000 | Kgs | 3440.64
Man Power
|  | Light Mazdoor | 0.2 | Nos | 490 | 1 | Day | 98
|  | Rate per cu.m. | [5 empty] | 3997.616
CEMENT MORTAR (1:4)
Material
|  | Cost of Sand | 1.05 | Cum | 437.12 | 1 | Cum | 458.976
|  | Cost of Cement | 360 | Kgs | 7168 | 1000 | Kgs | 2580.48
Man Power
|  | Light Mazdoor | 0.2 | Nos | 490 | 1 | Day | 98
|  | Rate per cu.m. | [5 empty] | 3137.456
CEMENT MORTAR (1:5)
Material
|  | Cost of Sand | 1.05 | Cum | 437.12 | 1 | Cum | 458.976
|  | Cost of Cement | 288 | Kgs | 7168 | 1000 | Kgs | 2064.384
Man Power
|  | Light Mazdoor | 0.2 | Nos | 490 | 1 | Day | 98
|  | Rate per cu.m. | [5 empty] | 2621.36
CEMENT MORTAR (1:6)
Material
|  | Cost of Sand | 1.05 | Cum | 437.12 | 1 | Cum | 458.976
|  | Cost of Cement | 240 | Kgs | 7168 | 1000 | Kgs | 1720.32
Man Power
|  | Light Mazdoor | 0.2 | Nos | 490 | 1 | Day | 98
|  | Rate per cu.m. | [5 empty] | 2277.296
CEMENT MORTAR (1:8)
Material
|  | Cost of Sand | 1.05 | Cum | 437.12 | 1 | Cum | 458.976
|  | Cost of Cement | 180 | Kgs | 7168 | 1000 | Kgs | 1290.24
Man Power
|  | Light Mazdoor | 0.2 | Nos | 490 | 1 | Day | 98
|  | Rate per cu.m. | [5 empty] | 1847.216
Cost andConvenyance of 20mm to 6mm HBG Graded Metal / (Trap Metal)
|  | 20mm | 0.6 | Cum | 1703.92 | 1 | Cum | 1022.352
|  | 12mm | 0.15 | Cum | 1592.67 | 1 | Cum | 238.9005
|  | 10mm | 0.15 | Cum | 1437.67 | 1 | Cum | 215.6505
|  | 6mm | 0.1 | Cum | 1247.67 | 1 | Cum | 124.767
|  | Rate per 1 cu.m. |  |  |  |  | Total | 1601.67
Hire charges of machinery
| SL. No | Description of machinery | Units | Hire charges | fuel charges | crew charges | total
| 1 | concrete mixer300/200 (diesel) | Hour | 55.6 | 125.2 | 284.7 | 465.5
| 2 | Batchingplant 0.5 cum | Hour | 114.7 | 134.3 | 426.7 | 675.7
| 3 | needle vibrator 40 mm (petrol) | Hour | 6.1 | 26.5 | 204.9 | 237.5
1378.7
Sl. No. |  | Description | Quantity |  | Rate (Rs.) | Per Unit |  | Amount (Rs.)
1 |  | Earth work excavation and depositing on bank (manual means) with initial lead of 10m and initial lift of 3m in Loamy & Clayey Soils like BC Soils, Red Earth & Ordinary Gravelly Soils ( SS 20-B) including all operational incidental labour charges such as shoring, strutting, sheeting, planking and dewatering including cost of hire charges of T & P, labour charges etc., complete for finished item of work excluding seignerage charges and dewatering charges etc., complete for Foundation of Building.(APSS No. 308)
|  | Light Mazdoor | 0.364 | Nos | 490 | 1 | Day | 178.36
|  | Add 75% for excavation of foundation of building | 1 | cu.m. | 133.77 | 1 | cu.m. | 133.77
|  | add seigniorage charges | 1 | cum | 0 | 1 | cum | 0
|  | Add 13.615% over heads | 312.13 | cu.m. | 0 | 1 | cu.m. | 0
|  | Rate per 1 cu.m. |  |  |  |  | Total | 312.15
2 |  | Earth work excavation and depositing on bank (Manual means) with initial lead of 10m and initial lift of 3m in Loamy & Clayey Soils like BC Soils, Red Earth & Ordinary Gravelly Soils ( SS 20-B) including all operational incidental labour charges such as shoring, strutting, sheeting, planking and dewatering including cost of hire charges of T & P, labour charges etc., complete for finished item of work excluding seignerage charges and dewatering charges etc., complete for Septic tank soak pit and sump.(APSS No. 308)
|  | Light Mazdoor | 0.364 | nos | 490 | 1 | nos | 178.36
|  | add seigniorage charges | 1 | cum | 0 | 1 | cum | 0
178.36
|  | Add 13.615% over heads | 178.36 |  | 0 | 1 |  | 0
|  | Rate per 1 cu.m. |  |  |  |  | Total | 178.4
3 |  | Earth work excavation for foundations (Mechanical Means) for buildings in ordinary soils and depositing on bank for all lifts and with an initial lead of 10m and up to 3m depth including all operational,incidental, labour charges such as shoring, sheeting, planking, strutting etc., and overheads & contractors profit complete for finished item of work excluding dewatering charges etc., as per SS 20 B(APSS 308)
(BLKD-CSTN-2-2)
Ordinary Soil - Mechanical Means up to 3m depth
Unit : 1 cum
|  | Taking output : | 240 | cum
a) Labour
|  | Mazdoor ( Unskilled) | 8.32 | Nos. | 490 | 1 | No. | 4076.8
b) Machinery
|  | Shovel 0.85 cum 110hp | 6 | hours | 2649.8 | 1 | Hour | 15898.8
|  | Crew charges | 6 | hours | 283.4 | 1 | Hour | 1700.4
|  | Add MA on crew charges | 0 |  | 283.4 |  |  | 0
21676
|  | Add 13.615% over heads | 0 |  | 21676 |  |  | 0
|  | Cost for 240 cum ( a+b+c+d) | [5 empty] | 21676
|  | Rate per 1 cum (a+b+c+d) / 240 | [5 empty] | 90.3167
[7 empty] | Say | 90.35
3 |  | Filling with useful available excavated earth (excluding rock) in trenches, sides of foundations and basement with initial lead in layers not exceeding 15cm thick, consolidating each deposited layer by watering and ramming including cost and conveyence of water to work site and all operational, incidental, labour charges, hire charges of T & P etc., complete for finished item of work. (APSS NO. 309 & 310)
|  | Light Mazdoor | 0.052 | Nos | 490 | 1 | Nos | 25.48
|  | Water | 0.12 | Kl | 73 | 1 | Kl | 8.76
34.24
|  | Add 13.615% over heads | 34.24 |  | 0 | 1 |  | 0
|  | Rate per 1 cu.m. |  |  |  |  | Total | 34.25
4 |  | Filling with Gravel in trenches, sides of foundations and basement with initial lead in layers not exceeding 15cm thick, consolidating each deposited layer by watering and ramming including cost and conveyence of water to the work site and all operational, incidental, labour charges, hire charges of T & P etc., completebut but excluding seignorage charges, for finished item of work. (APSS NO. 309 & 310)
|  | Cost of Gravel | 1 | cu.m. | 192.88 | 1 | cu.m. | 192.88
|  | Light Mazdoor | 0.052 | Nos | 490 | 1 | Nos | 25.48
|  | Water | 0.12 | Kl | 73 | 1 | Kl | 8.76
227.12
|  | Add 13.615% over heads | 227.12 | cu.m. | 0 | 1 | cu.m. | 0
|  | Rate per Cu.m. |  |  |  |  | Total | 227.15
5 |  | Filling with sand in trenches, sides of foundations and basement with initial lead in layers not exceeding 15cm thick, consolidating each deposited layer by watering and ramming including cost and conveyence of water to the work site and all operational, incidental, labour charges, hire charges of T & P etc., complete but excluding seignorage charges, for finished item of work. (APSS NO. 309 & 310)
|  | Cost of sand | 1 | cu.m. | 94.88 | 1 | cu.m. | 94.88
|  | Light Mazdoor | 0.31 | Nos | 490 | 1 | Nos | 151.9
|  | Water | 0.1 | Kl | 73 | 1 | Kl | 7.3
254.08
|  | Add 13.615% over heads | 254.08 | cu.m. | 0 | 1 | cu.m. | 0
|  | Rate per Cu.m. |  |  |  |  | Total | 254.1
5 |  | Plain Cement Concrete corresponding to M5 grade as per IS 456 equivalent to (1:5:10) proportion nominal mix (cement: fine aggregate: Coarse aggregate) using,40mm size Hard Blasted Granite (IS383, 1970) metal from approved quarry including cost and conveyance of all materials like cement, sand, coarse aggregate, water etc. to site, including sales & other taxes on all materials, all operational, incidental, and labour charges such as mixing, laying and ramming concrete in layers in position not exceeding 15cm, finishing top surface, curing concrete, etc., complete but excluding seigniorage chargesfor finished item of work for Foundations and Flooring Bed (APSS No. 402)
material
|  | Metal 40mm | 0.9 | cu.m. | 1247.67 | 1 | cu.m. | 1122.903
|  | Sand | 0.45 | cu.m. | 437.12 | 1 | cu.m. | 196.704
|  | Cement | 129.6 | Kgs. | 7168 | 1000 | Kgs. | 928.9728
|  | Water | 1.2 | KL | 73 | 1 | KL | 87.6
Machinery
|  | concrete mixer300/200 (diesel) | 1 | Hour | 465.5 | 1 | Hour | 465.5
|  | LA oncrew charges | 0% |  | 284.7 | 1 |  | 0
Labour
|  | 1st class mason | 0.1 | Nos. | 545 | 1 | Each | 54.5
|  | Light Mazdoor | 1.39 | Nos. | 490 | 1 | Each | 681.1
|  | Add 13.615% over heads | 3537.2798 | cu.m. | 0 | 1 | cu.m. | 0
|  | Rate per Cu.m. |  |  |  |  | Total | 3537.3
6 |  | Plain Cement Concrete corresponding to M7.5 grade as per IS 456 equivalent to (1:4:8) proportion nominal mix (cement: fine aggregate: Coarse aggregate) using , 40mm size Hard Blasted Granite (IS383, 1970) metal from approved quarry including cost and conveyance of all materials like cement, sand, coarse aggregate, water etc. to site, including sales & other taxes on all materials, all operational, incidental, and labour charges such as mixing, laying and ramming concrete in layers in position not exceeding 15cm, finishing top surface, curing concrete, etc., complete but excluding seigniorage charges, for finished item of work for Foundations (APSS No. 402)
material
|  | Metal 40mm | 0.9 | cu.m. | 1247.67 | 1 | cu.m. | 1122.903
|  | Sand | 0.45 | cu.m. | 437.12 | 1 | cu.m. | 196.704
|  | Cement | 162 | Kgs. | 7168 | 1000 | Kgs. | 1161.216
|  | Water | 1.2 | KL | 73 | 1 | KL | 87.6
Machinery
|  | concrete mixer300/200 (diesel) | 1 | Hour | 465.5 | 1 | Hour | 465.5
|  | LA oncrew charges | 0% |  | 284.7 | 1 |  | 0
Labour
|  | 1st class mason | 0.1 | cu.m. | 545 | 1 | cu.m. | 54.5
|  | Light Mazdoor | 1.39 | Nos. | 490 | 1 | Each | 681.1
|  | Add 13.615% over heads | 3769.523 | cu.m. | 0 | 1 | cu.m. | 0
|  | Rate per Cu.m. |  |  |  |  | Total | 3769.55
7 | 1 | Plain Cement Concrete corresponding to M5 grade as per IS 456 equivalent to (1:5:10) proportion nominal mix (cement: fine aggregate: Coarse aggregate) using , 20mm size Hard Blasted Granite (IS383, 1970) Machine Crushed graded metal from approved quarry including cost and conveyance of all materials like cement, sand, coarse aggregate, water etc. to site, including , sales & other taxes on all materials, all operational, incidental, and labour charges such as mixing, laying concrete, finishing top surface, curing concrete, etc., complete but excluding seigniorage charges for finished item of work for Dummy Columns. (APSS No. 402)
materal
|  | Graded Metal 20mm to 6mm | 0.9 | cu.m. | 1601.67 | 1 | cu.m. | 1441.503
|  | Sand | 0.45 | cu.m. | 437.12 | 1 | cu.m. | 196.704
|  | Cement | 129.6 | Kgs. | 7168 | 1000 | Kgs. | 928.9728
|  | Water | 1.2 | KL | 73 | 1 | KL | 87.6
Machinery
|  | concrete mixer300/200 (diesel) | 1 | Hour | 465.5 | 1 | Hour | 465.5
|  | LA oncrew charges | 0% |  | 284.7 | 1 |  | 0
Labour
|  | 1st class mason | 0.1 | cu.m. | 545 | 1 | cu.m. | 54.5
|  | Light Mazdoor | 1.39 | Nos. | 490 | 1 | Each | 681.1
[7 empty] | Total | 3855.8798
|  | Rate for other Floors |  | GF | FF | SF | TF | FF | FF
|  | Basic Rate of P.C.C(1:5:10) per Cum. |  | 3855.8798 | 3855.8798 | 3855.8798 | 3855.8798 | 3855.8798 | 3855.8798
|  | Hire charges on centering material |  | 250 | 250 | 250 | 250 | 250 | 375
|  | Labour charges for centering |  | 1965 | 2161.5 | 2358 | 2554.5 | 2751 | 3867
|  | La on centering labour charges | 0% | 0 | 0 | 0 | 0 | 0 | 0
|  | Lift Charges per Cum. |  | 0 | 73.56 | 147.12 | 220.68 | 294.24 | 367.8
|  |  |  | 6070.8798 | 6340.9398 | 6610.9998 | 6881.0598 | 7151.1198 | 8465.6798
|  | Add 13.615% over heads | 0 | 0 | 0 | 0 | 0 | 0 | 0
|  | Rate per cu.m. | Total | 6070.9 | 6340.95 | 6611 | 6881.1 | 7151.15 | 8465.7
8 |  | Plain Cement Concrete corresponding to M10 grade as per IS 456 equivalent to (1:3:6) proportion nominal mix (cement: fine aggregate: Coarse aggregate) using , 20mm size Hard Blasted Trap (IS383, 1970) Machine Crushed graded metal from from approved quarry including cost and conveyance of all materials like cement, sand, coarse aggregate, water etc. to site, including sales & other taxes on all materials, all operational, incidental and labour charges such as mixing, laying, curing concrete, etc., complete but excluding seigniorage charges for finished item of work for Bed Blocks and Hold Fasts (APSS No. 402)
Material
|  | Graded Metal 20 to 6 mm | 0.9 | cu.m. | 1601.67 | 1 | cu.m. | 1441.503
|  | Sand | 0.45 | cu.m. | 437.12 | 1 | cu.m. | 196.704
|  | Cement | 220 | Kgs. | 7168 | 1000 | Kgs. | 1576.96
|  | Water | 1.2 | KL | 73 | 1 | KL | 87.6
Machinery
|  | concrete mixer300/200 (diesel) | 1 | Hour | 465.5 | 1 | Hour | 465.5
|  | LA oncrew charges | 0% |  | 284.7 | 1 |  | 0
Labour
|  | 1st class mason | 0.1 | cu.m. | 545 | 1 | Each | 54.5
|  | Light Mazdoor | 1.39 | Nos. | 490 | 1 | Each | 681.1
|  | Basic rate per Cum. |  |  |  |  | Total | 4503.867
|  | Rate for other Floors |  | GF | FF | SF | TF | FF | FF
|  | Basic Rate of P.C.C(1:3:6) per Cum. |  | 4503.867 | 4503.867 | 4503.867 | 4503.867 | 4503.867 | 4503.867
|  | Hire charges on centering material |  | 67 | 67 | 67 | 67 | 67 | 67
|  | Labour charges for centering |  | 370 | 407 | 444 | 481 | 518 | 555
|  | La on centering labour charges | 0% | 0 | 0 | 0 | 0 | 0 | 0
|  | Lift Charges per Cum. |  | 0 | 73.56 | 147.12 | 220.68 | 294.24 | 367.8
|  |  |  | 4940.867 | 5051.427 | 5161.987 | 5272.547 | 5383.107 | 5493.667
|  | Add 13.615% over heads | 0 | 0 | 0 | 0 | 0 | 0 | 0
|  | Rate per cu.m. | Total | 4940.9 | 5051.45 | 5162 | 5272.55 | 5383.15 | 5493.7
9 |  | Plain Cement Concrete corresponding to M15 grade as per IS 456 equivalent to (1:2:4) proportion nominal mix (cement: fine aggregate: Coarse aggregate) using 20mm size Hard Blasted Trap (IS383, 1970) Machine Crushed graded metal from approved quarry including cost and conveyance of all materials like cement, sand, coarse aggregate, water etc. to site, including sales & other taxes on all materials, all operational, incidental and labour charges such as mixing, laying, curing concrete, etc., complete but excluding seigniorage charges for finished item of work (APSS No. 402)
Material
|  | Graded Metal 20mm to 6mm | 0.9 | cu.m. | 1601.67 | 1 | cu.m. | 1441.503
|  | Sand | 0.45 | cu.m. | 437.12 | 1 | cu.m. | 196.704
|  | Cement | 331.2 | Kgs. | 7168 | 1000 | Kgs. | 2374.0416
|  | Water | 1.2 | KL | 73 | 1 | KL | 87.6
Machinery
|  | concrete mixer300/200 (diesel) | 1 | Hour | 465.5 | 1 | Hour | 465.5
|  | LA oncrew charges | 0% |  | 284.7 | 1 |  | 0
Labour
|  | 1st class mason | 0.1 | cu.m. | 545 | 1 | cu.m. | 54.5
|  | men &women Mazdoor | 1.39 | Nos. | 490 | 1 | Each | 681.1
|  | Basic rate per Cum. |  |  |  |  | Total | 5300.9486
|  | Rate for other Floors |  | GF | FF | SF | TF | FF
|  | Basic Rate of P.C.C(1:2:4) per Cum. |  | 5300.9486 | 5300.9486 | 5300.9486 | 5300.9486 | 5300.9486 | 0
|  | Hire charges on centering material |  | 67 | 67 | 67 | 67 | 67 | 5300.9486
|  | Labour charges for centering |  | 370 | 407 | 444 | 481 | 518
|  | La on centering labour charges | 0% | 0 | 0 | 0 | 0 | 0
|  | Lift Charges per Cum. |  | 0 | 73.56 | 147.12 | 220.68 | 294.24
|  |  |  | 5737.9486 | 5848.5086 | 5959.0686 | 6069.6286 | 6180.1886
|  | Add 13.615% over heads | 0 | 0 | 0 | 0 | 0 | 0
|  | Rate per cu.m. | Total | 5737.95 | 5848.55 | 5959.1 | 6069.65 | 6180.2
10 |  | Plain Cement Concrete M20 Design Mix ( by weigh batching ) using 20mm size (SS5) hard blasted Trap machine crushed graded metal (Coarse aggregate) from approved quarry, using a minimum quantity of 350 kgs. of cement per 1 cum of concrete including cost and conveyance of all materials like cement, fine aggregate (Sand), coarse aggregate, water etc., to site and cost of all materials including steel centering, shuttering, machine mixing, laying concrete, lift charges, curing etc., complete but excluding seigniorage charges for finished item of work for steps
Material
|  | Graded Metal 20mm to 6mm | 0.8 | cu.m. | 1601.67 | 1 | cu.m. | 1281.336
|  | Sand | 0.4 | cu.m. | 437.12 | 1 | cu.m. | 174.848
|  | Cement | 350 | kgs | 7168 | 1000 | kgs | 2508.8
|  | Water | 1.2 | KL | 73 | 1 | KL | 87.6
Machinery
|  | Batchingplant 0.5 cum | 1.333 | Hour | 675.7 | 1 | Hour | 900.7081
|  | needle vibrator 40 mm (petrol) | 1.333 | Hour | 237.5 | 1 | Hour | 316.5875
|  | LA on crew charges | 0% |  | 841.92 | 1 |  | 0
Labour
|  | 1st class Masons | 0.1 | Nos. | 545 | 1 | Each | 54.5
|  | Man and Mazdoor | 1.39 | Nos. | 490 | 1 | Each | 681.1
|  | Basic rate per Cum. | [5 empty] | 6005.4796
|  | Rate for other Floors |  | GF | FF | SF | TF | FF
|  | Basic Rate of P.C.C(1:1.5:3) per Cum. |  | 6005.4796 | 6005.4796 | 6005.4796 | 6005.4796 | 6005.4796
|  | Hire charges on centering material |  | 67 | 67 | 67 | 67 | 67
|  | Labour charges for centering |  | 370 | 407 | 444 | 481 | 518
|  | La on centering labour charges | 0% | 0 | 0 | 0 | 0 | 0
|  | Lift Charges per Cum. |  | 0 | 73.56 | 147.12 | 220.68 | 294.24
|  |  |  | 6442.4796 | 6553.0396 | 6663.5996 | 6774.1596 | 6884.7196
|  | Add 13.615% over heads | 0 | 0 | 0 | 0 | 0 | 0
|  | Rate per cu.m. | Total | 6442.5 | 6553.05 | 6663.6 | 6774.2 | 6884.75
11 |  | Random Rubble stone masonry, in CM (1:8) prop: (Cement: Sand) using Hard blasted Granite stones from approved quarry including cost and conveyance of all materials like Granite stones, cement, sand, water, etc., to site sales & other taxes on all materials, all operational, incidental, and labour charges such as cutting stones to required size and shape, mixing of cement mortar, constructing masonry, curing etc., complete but excluding seigniorage charges for finished item of work for foundation and basement (APSS No. 601 & 615)
|  | cost of cement | 59.4 | Kgs | 7168 | 1000 | Kgs | 425.7792
|  | RR Stone | 0.5 | Cum | 785.42 | 1 | Cum | 392.71
|  | C R | 0.44 | Cum | 795.42 | 1 | Cum | 349.9848
|  | Bond stone | 0.16 | Cum | 1754.7533 | 1 | Cum | 280.7605
|  | Sand | 0.33 | cu.m. | 437.12 | 1 | cu.m. | 144.2496
|  | 1st Class Mason | 1.2 | Nos | 545 | 1 | Each | 654
|  | Light Mazdoor | 2 | Nos | 490 | 1 | Each | 980
3227.4841
|  | Add water charges @ 1% on cost of material & Labour | 3227.4841 |  | 0.01
3227.4841
|  | Add 13.615% over heads | 3227.4841 | cu.m. | 0 | 1 | cu.m. | 0
|  | Rate per cu.m. | [5 empty] | 3227.5
12 |  | Flush Pointing to RR Masonry in CM(1:3) Prop: including cost and conveyance of all materials like cement, sand, water etc., to site, including sales & other taxes on all materials, all operational, incidental charges and labour charges such as mixing mortar, finishing, curing, etc., complete but excluding seigniorage charges for finished item of work. (APSS 901,906)
|  | cost of cement | 1.44 | Kgs | 7168 | 1000 | Kgs | 10.3219
|  | Sand | 0.003 | cu.m. | 437.12 | 1 | cu.m. | 1.3114
|  | 1st Class Mason | 0.05 | Nos. | 515 | 1 | Each | 25.75
|  | Man mazdoor | 0.074 | Nos. | 490 | 1 | Each | 36.26
73.6433
|  | Add water charges @ 1% on cost of material & Labour | 73.6433 |  | 0.01 |  |  | 0.74
74.3833
|  | Add 13.615% over heads | 74.3833 | cu.m. | 0 | 1 | sqm | 0
|  | Rate per 1 Sqmt. |  |  |  |  | Or say | 74.4
11 |  | Vibrated Reinforced Cement Concrete M 20 Design Mix ( by weigh batching ) using 20mm size (SS5) hard blasted Trap machine crushed graded metal (Coarse aggregate) from approved quarry, using a minimum quantity of 350 kgs. of cement per 1 cum of concreteincluding cost and conveyance of all materials like cement, fine aggregate (Sand), coarse aggregate, water etc., to site and cost of all materials including centering using Casurina Bellies, Bamboos, Wooden Reapers, Runners, Wood Posts, Steel Centering Plates etc complete but excluding cost of steel and it’s fabrication charges for finished item of work but excluding seigniorage charges (APSS No. 402 & 403)
Fro foundation, plinth, pedastals(below plinth)
Material
|  | Graded Metal 20mm to 6mm | 0.8 | cu.m. | 1601.67 | 1 | cu.m. | 1281.336
|  | Sand | 0.4 | cu.m. | 437.12 | 1 | cu.m. | 174.848
|  | Cement | 350 | kgs | 7168 | 1000 | kgs | 2508.8
|  | Water | 1.2 | KL | 73 | 1 | KL | 87.6
Machinery
|  | Batchingplant 0.5 cum | 1.333 | Hour | 675.7 | 1 | Hour | 900.7081
|  | needle vibrator 40 mm (petrol) | 1.333 | Hour | 237.5 | 1 | Hour | 316.5875
|  | LA on crew charges | 0% |  | 841.92 | 1 |  | 0
manpower
|  | 1st Class Mason | 0.133 | Nos. | 545 | 1 | Each | 72.485
|  | 2nd Class Mason | 0.267 | Nos. | 515 | 1 | Each | 137.505
|  | Man Mazdoor | 4.6 | Nos. | 490 | 1 | Each | 2254
|  | Basic rate per Cum. |  |  |  |  | Total | 7733.8696
| a) | VRCC M20 grade design mix for footings
|  | Basic Rate per Cum. | 1 | cu.m. | 7733.8696 | 1 | cu.m. | 7733.8696
|  | Centering Charges per Cum. | 1 | cu.m. | 1022 | 1 | cu.m. | 1022
|  | Add La charges on labour on centering | 0% |  | 718 |  |  | 0
|  | Add 13.615% over heads | 8755.8696 | cu.m. | 0 | 1 | cu.m. | 0
|  | Rate per cu.m. |  |  |  |  | Say | 8755.9
| b) | VRCC M20 design mix for plinth beams
|  | Basic Rate per Cum. | 1 | cu.m. | 7733.8696 | 1 | cu.m. | 7733.8696
|  | Centering Charges per Cum. | 1 | cu.m. | 3197 | 1 | cu.m. | 3197
|  | Add La charges on labour on centering | 0% |  | 1730 |  |  | 0
|  | Add 13.615% over heads | 10930.8696 | cu.m. | 0 | 1 | cu.m. | 0
|  | Rate per cu.m. |  |  |  |  | Say | 10930.9
| c) | VRCC M20 for pedestals
|  | Basic Rate per Cum. | 1 | cu.m. | 7733.8696 | 1 | cu.m. | 7733.8696
|  | Centering Charges per Cum. | 1 | cu.m. | 1487 | 1 | cu.m. | 1487
|  | Add La charges on labour on centering | 0% |  | 1141 |  |  | 0
|  | Add 13.615% over heads | 9220.8696 | cu.m. | 0 | 1 | cu.m. | 0
|  | Rate per cu.m. |  |  |  |  | Say | 9220.9
12 |  | Vibrated Reinforced Cement Concrete M 20 Design Mix ( by weigh batching / Mixer ) using 20mm size (SS5) hard blasted Trap machine crushed graded metal (Coarse aggregate) from approved quarry, using a minimum quantity of 350 kgs. of cement per 1 cum of concreteincluding cost and conveyance of all materials like cement, fine aggregate (Sand), coarse aggregate, water etc., to site and cost of all materials including Casurina Bellies, Bamboos, Wooden Reapers, Runners, Wood Posts, Steel Centering Plates etc complete but excluding cost of steel and it’s fabrication charges but excluding seigniorage charges for finished item of work (APSS No. 402 & 403)
For columns / RCC walls and Water tanks
Material
|  | Graded Metal 20mm to 6mm | 0.8 | cu.m. | 1601.67 | 1 | cu.m. | 1281.336
|  | Sand | 0.4 | cu.m. | 437.12 | 1 | cu.m. | 174.848
|  | Cement | 350 | kgs | 7168 | 1000 | kgs | 2508.8
|  | Water | 1.2 | KL | 73 | 1 | KL | 87.6
Machinery
|  | Batchingplant 0.5 cum | 1.333 | Hour | 675.7 | 1 | Hour | 900.7081
|  | needle vibrator 40 mm (petrol) | 1.333 | Hour | 237.5 | 1 | Hour | 316.5875
|  | LA on crew charges | 0% |  | 841.92 | 1 |  | 0
manpower
|  | 1st Class Mason | 0.167 | Nos. | 545 | 1 | Each | 91.015
|  | 2nd Class Mason | 0.167 | Nos. | 515 | 1 | Each | 86.005
|  | Man Mazdoor | 5.6 | Nos. | 490 | 1 | Each | 2744
|  | Basic rate per Cum. |  |  |  |  | Total | 8190.8996
| a) | For columns / RCC walls and Water tanks
|  | Rate for other Floors |  | GF | FF | SF | TF | FF | FF
|  | Rate as worked out above per Cum. |  | 8190.8996 | 8190.8996 | 8190.8996 | 8190.8996 | 8190.8996 | 8190.8996
|  | Hire charges on centering material |  | 250 | 250 | 250 | 250 | 250 | 250
|  | Labour charges for centering |  | 1965 | 2161.5 | 2358 | 2554.5 | 2751 | 2947.5
|  | La on centering labour charges | 0% | 0 | 0 | 0 | 0 | 0 | 0
|  | Lift charges @ 10% extra on each floor |  |  | 292.1 | 584.2 | 876.31 | 1168.41 | 1460.51
|  |  |  | 10405.8996 | 10894.4996 | 11383.0996 | 11871.7096 | 12360.3096 | 12848.9096
|  | Add 13.615% over heads | 0 | 0 | 0 | 0 | 0 | 0 | 0
|  | Rate per cu.m. | Total | 10405.9 | 10894.5 | 11383.1 | 11871.75 | 12361 | 12849
13 |  | Vibrated Reinforced Cement Concrete M 20 Design Mix ( by weigh batching / Mixer ) using 20mm size (SS5) hard blasted Trap crushed graded metal (Coarse aggregate) from approved quarry, using a minimum quantity of 350 kgs. of cement per 1 cum of concreteincluding cost and conveyance of all materials like cement, fine aggregate (Sand), coarse aggregate, water etc., to site and cost of all materials including Casurina Bellies, Bamboos, Wooden Reapers, Runners, Wood Posts, Steel Centering Plates etccomplete but excluding cost of steel and it’s fabrication charges but excluding seigniorage charges for finished item of work (APSS No. 402 & 403)
For Roof Beams &Slabs
Material
|  | Graded Metal 20mm to 6mm | 0.8 | cu.m. | 1601.67 | 1 | cu.m. | 1281.336
|  | Sand | 0.4 | cu.m. | 437.12 | 1 | cu.m. | 174.848
|  | Cement | 350 | kgs | 7168 | 1000 | kgs | 2508.8
|  | Water | 1.2 | KL | 73 | 1 | KL | 87.6
Machinery
|  | Batchingplant 0.5 cum | 0.308 | Hour | 675.7 | 1 | Hour | 208.1156
|  | needle vibrator 40 mm (petrol) | 0.308 | Hour | 237.5 | 1 | Hour | 73.15
|  | LA on crew charges | 0% |  | 194.53 | 1 |  | 0
manpower
|  | 1st Class Mason | 0.067 | Nos. | 545 | 1 | Each | 36.515
|  | 2nd Class Mason | 0.133 | Nos. | 515 | 1 | Each | 68.495
|  | Man Mazdoor | 3.077 | Nos. | 490 | 1 | Each | 1507.73
|  | Basic rate per Cum. |  |  |  |  | Total | 5946.5896
| a) | For Roof Beams
|  | Rate for other Floors |  | GF | FF | SF | TF | FF | FF
|  | Rate as worked out above per Cum. |  | 5946.5896 | 5946.5896 | 5946.5896 | 5946.5896 | 5946.5896 | 5946.5896
|  | Hire charges on centering material |  | 1467 | 1467 | 1467 | 1467 | 1467 | 1467
|  | Labour charges for centering |  | 1648 | 1812.8 | 1977.6 | 2142.4 | 2307.2 | 2472
|  | La on centering labour charges | 0% | 0 | 0 | 0 | 0 | 0 | 0
|  | Lift charges @ 10% extra on each floor |  |  | 161.27 | 322.55 | 483.82 | 645.1 | 806.37
|  |  |  | 9061.5896 | 9387.6596 | 9713.7396 | 10039.8096 | 10365.8896 | 10691.9596
|  | Add 13.615% over heads | 0 | 0 | 0 | 0 | 0 | 0 | 0
|  | Rate per cu.m. | Total | 9061.6 | 9387.7 | 9713.75 | 10039.85 | 10366 | 10692
| b) | VRCC M20 design mix for Slabs 75mm thick
|  | Cost of VRCC for 75 mm thick slab | 0.075 | cu.m. | 5946.5896 | 1 | cu.m. | 445.9942
|  | Rate for other Floors |  | GF | FF | SF | TF
|  | Rate as worked out above per Cum. |  | 445.9942 | 445.9942 | 445.9942 | 445.9942
|  | Hire charges on centering material |  | 166 | 166 | 166 | 166
|  | Labour charges for centering |  | 187 | 205.7 | 224.4 | 243.1
|  | La on centering labour charges | 0% | 0 | 0 | 0 | 0
|  | Lift charges @ 10% extra on each floor |  |  | 12.1 | 24.19 | 36.29
|  |  |  | 798.9942 | 829.7942 | 860.5842 | 891.3842
|  | Add 13.615% over heads | 0 | 0 | 0 | 0 | 0
|  | Rate per 1 Sqmts. | Total | 799 | 829.8 | 860.6 | 891.4
| c) | VRCC M20 design mix for Slabs 100mm thick
|  | Cost of VRCC for 100 mm thick slab | 0.1 | cu.m. | 5946.5896 | 1 | cu.m. | 594.659
|  | Rate for other Floors |  | GF | FF | SF | TF | FF
|  | Rate as worked out above per Cum. |  | 594.659 | 594.659 | 594.659 | 594.659 | 594.659
|  | Hire charges on centering material |  | 166 | 166 | 166 | 166 | 166
|  | Labour charges for centering |  | 187 | 205.7 | 224.4 | 243.1 | 261.8
|  | La on centering labour charges | 0% | 0 | 0 | 0 | 0 | 0
|  | Lift charges @ 10% extra on each floor |  |  | 16.13 | 32.25 | 48.38 | 64.51
|  |  |  | 947.659 | 982.489 | 1017.309 | 1052.139 | 1086.969
|  | Add 13.615% over heads | 0 | 0 | 0 | 0 | 0 | 0
|  | Rate per 1 Sqmts. | Total | 947.7 | 982.5 | 1017.35 | 1052.15 | 1087
| d) | VRCC M20 design mix for Slabs of 110mm thick
|  | Cost of VRCC for 110 mm thick slab | 0.11 | cu.m. | 5946.5896 | 1 | cu.m. | 654.1249
|  | Rate for other Floors |  | GF | FF | SF | TF
|  | Rate as worked out above per Cum. |  | 654.1249 | 654.1249 | 654.1249 | 654.1249
|  | Hire charges on centering material |  | 166 | 166 | 166 | 166
|  | Labour charges for centering |  | 187 | 205.7 | 224.4 | 243.1
|  | La on centering labour charges | 0% | 0 | 0 | 0 | 0
|  | Lift charges @ 10% extra on each floor |  |  | 17.74 | 35.48 | 53.22
|  |  |  | 1007.1249 | 1043.5649 | 1080.0049 | 1116.4449
|  | Add 13.615% over heads | 0 | 0 | 0 | 0 | 0
|  | Rate per 1 Sqmts. | Total | 1007.15 | 1043.6 | 1080.05 | 1116.45
| b) | VRCC M20 design mix for Slabs of 115mm thick
|  | Cost of VRCC for 115 mm thick slab | 0.115 | cu.m. | 5946.5896 | 1 | cu.m. | 683.8578
|  | Rate for other Floors |  | GF | FF | SF | TF
|  | Rate as worked out above per Cum. |  | 683.8578 | 683.8578 | 683.8578 | 683.8578
|  | Hire charges on centering material |  | 166 | 166 | 166 | 166
|  | Labour charges for centering |  | 187 | 205.7 | 224.4 | 243.1
|  | La on centering labour charges | 0% | 0 | 0 | 0 | 0
|  | Lift charges @ 10% extra on each floor |  |  | 18.55 | 37.09 | 55.64
|  |  |  | 1036.8578 | 1074.1078 | 1111.3478 | 1148.5978
|  | Add 13.615% over heads | 0 | 0 | 0 | 0 | 0
|  | Rate per 1 Sqmts. | Total | 1036.9 | 1074.15 | 1111.35 | 1148.6
14 | c) | VRCC M20 design mix for Slabs of 120mm thick
|  | Cost of VRCC for 120 mm thick slab | 0.12 | cu.m. | 5946.5896 | 1 | cu.m. | 713.5908
|  | Rate for other Floors |  | GF | FF | SF | TF
|  | Rate as worked out above per Cum. |  | 713.5908 | 713.5908 | 713.5908 | 713.5908
|  | Hire charges on centering material |  | 166 | 166 | 166 | 166
|  | Labour charges for centering |  | 187 | 205.7 | 224.4 | 243.1
|  | LA on centering labour charges | 0% | 0 | 0 | 0 | 0
|  | Lift charges @ 10% extra on each floor |  |  | 19.35 | 38.71 | 58.06
|  |  |  | 1066.5908 | 1104.6408 | 1142.7008 | 1180.7508
|  | Add 13.615% over heads | 0 | 0 | 0 | 0 | 0
|  | Rate per 1 Sqmts. | Total | 1066.6 | 1104.65 | 1142.75 | 1180.8
| d) | VRCC M20 for Slabs 125mm thick
|  | Cost of VRCC for 125 mm thick slab | 0.125 | cu.m. | 5946.5896 | 1 | cu.m. | 743.3237
|  | Rate for other Floors |  | GF | FF | SF | TF | FF | FF
|  | Rate as worked out above per Cum. |  | 743.3237 | 743.3237 | 743.3237 | 743.3237 | 743.3237 | 743.3237
|  | Hire charges on centering material |  | 166 | 166 | 166 | 166 | 166 | 166
|  | Labour charges for centering |  | 187 | 205.7 | 224.4 | 243.1 | 261.8 | 280.5
|  | LA on centering labour charges | 0% | 0 | 0 | 0 | 0 | 0 | 0
|  | Lift charges @ 10% extra on each floor |  |  | 20.16 | 40.32 | 60.48 | 80.64 | 100.8
|  |  |  | 1096.3237 | 1135.1837 | 1174.0437 | 1212.9037 | 1251.7637 | 1290.6237
|  | Add 13.615% over heads | 0 | 0 | 0 | 0 | 0 | 0 | 0
|  | Rate per 1 Sqmts. | Total | 1096.35 | 1135.2 | 1174.05 | 1212.95 | 1251.8 | 1290.65
| e) | VRCC M20 for Slabs 140 mm thick
|  | Cost of VRCC for 140 mm thick slab | 0.14 | cu.m. | 5946.5896 | 1 | cu.m. | 832.5225
|  | Rate for other Floors |  | GF | FF | SF | TF
|  | Rate as worked out above per Cum. |  | 832.5225 | 832.5225 | 832.5225 | 832.5225
|  | Hire charges on centering material |  | 166 | 166 | 166 | 166
|  | Labour charges for centering |  | 187 | 205.7 | 224.4 | 243.1
|  | LA on centering labour charges | 0% | 0 | 0 | 0 | 0
|  | Lift charges @ 10% extra on each floor |  |  | 22.58 | 45.16 | 67.74
|  |  |  | 1185.5225 | 1226.8025 | 1268.0825 | 1309.3625
|  | Add 13.615% over heads | 0 | 0 | 0 | 0 | 0
|  | Rate per 1 Sqmts. | Total | 1185.55 | 1226.85 | 1268.1 | 1309.4
| f) | VRCC M20 design mix for Slabs of 115mm thick
|  | Cost of VRCC for 115 mm thick slab | 0.115 | cu.m. | 5946.5896 | 1 | cu.m. | 683.8578
|  | Rate for other Floors |  | GF | FF | SF | TF
|  | Rate as worked out above per Cum. |  | 683.8578 | 683.8578 | 683.8578 | 683.8578
|  | Hire charges on centering material |  | 166 | 166 | 166 | 166
|  | Labour charges for centering |  | 187 | 205.7 | 224.4 | 243.1
|  | La on centering labour charges | 0% | 0 | 0 | 0 | 0
|  | Lift charges @ 10% extra on each floor |  |  | 18.55 | 37.09 | 55.64
|  |  |  | 1036.8578 | 1074.1078 | 1111.3478 | 1148.5978
|  | Add 13.615% over heads | 0 | 0 | 0 | 0 | 0
|  | Rate per 1 Sqmts. | Total | 1036.9 | 1074.15 | 1111.35 | 1148.6
1 | g) | VRCC M20 for Slabs 150 mm thick
|  | Cost of VRCC for 150 mm thick slab | 0.15 | cu.m. | 5946.5896 | 1 | cu.m. | 891.9884
|  | Rate for other Floors |  | GF | FF | SF | TF | FF | FF
|  | Rate as worked out above per Cum. |  | 891.9884 | 891.9884 | 891.9884 | 891.9884 | 891.9884 | 891.9884
|  | Hire charges on centering material |  | 166 | 166 | 166 | 166 | 166 | 166
|  | Labour charges for centering |  | 187 | 205.7 | 224.4 | 243.1 | 261.8 | 280.5
|  | LA on centering labour charges | 0% | 0 | 0 | 0 | 0 | 0 | 0
|  | Lift charges @ 10% extra on each floor |  |  | 24.19 | 48.38 | 72.57 | 96.76 | 120.96
|  |  |  | 1244.9884 | 1287.8784 | 1330.7684 | 1373.6584 | 1416.5484 | 1459.4484
|  | Add 13.615% over heads | 0 | 0 | 0 | 0 | 0 | 0 | 0
|  | Rate per 1 Sqmts. | Total | 1245 | 1287.9 | 1330.8 | 1373.7 | 1416.55 | 1459.45
| h) | VRCC M20 for Slabs 165mm thick
|  | Cost of VRCC for 165 mm thick slab | 0.165 | cu.m. | 5946.5896 | 1 | cu.m. | 981.1873
|  | Rate for other Floors |  | GF | FF | SF | TF
|  | Rate as worked out above per Cum. |  | 981.1873 | 981.1873 | 981.1873 | 981.1873
|  | Hire charges on centering material |  | 171 | 171 | 171 | 171
|  | Labour charges for centering |  | 192 | 211.2 | 230.4 | 249.6
|  | LA on centering labour charges | 0% | 0 | 0 | 0 | 0
|  | Lift charges @ 10% extra on each floor |  |  | 26.61 | 53.22 | 79.83
|  |  |  | 1344.1873 | 1389.9973 | 1435.8073 | 1481.6173
|  | Add 13.615% over heads | 0 | 0 | 0 | 0 | 0
|  | Rate per 1 Sqmts. | Total | 1344.2 | 1390 | 1435.85 | 1481.65
2 | i) | VRCC M20 for Slabs 175mm thick
|  | Cost of VRCC for 175 mm thick slab | 0.175 | cu.m. | 5946.5896 | 1 | cu.m. | 1040.6532
|  | Rate for other Floors |  | GF | FF | SF | TF | FF | FF
|  | Rate as worked out above per Cum. |  | 1040.6532 | 1040.6532 | 1040.6532 | 1040.6532 | 1040.6532 | 1040.6532
|  | Hire charges on centering material |  | 171 | 171 | 171 | 171 | 171 | 171
|  | Labour charges for centering |  | 192 | 211.2 | 230.4 | 249.6 | 268.8 | 288
|  | LA on centering labour charges | 0% | 0 | 0 | 0 | 0 | 0 | 0
|  | Lift charges @ 10% extra on each floor |  |  | 28.22 | 56.45 | 84.67 | 112.89 | 141.11
|  |  |  | 1403.6532 | 1451.0732 | 1498.5032 | 1545.9232 | 1593.3432 | 1640.7632
|  | Add 13.615% over heads | 0 | 0 | 0 | 0 | 0 | 0 | 0
|  | Rate per 1 Sqmts. | Total | 1403.7 | 1451.1 | 1498.55 | 1545.95 | 1593.35 | 1640.8
| m) | VRCC M20 for Slabs 180mm thick
|  | Cost of VRCC for 180 mm thick slab | 0.18 | cu.m. | 5946.5896 | 1 | cu.m. | 1070.3861
|  | Rate for other Floors |  | GF | FF | SF | TF
|  | Rate as worked out above per Cum. |  | 1070.3861 | 1070.3861 | 1070.3861 | 1070.3861
|  | Hire charges on centering material |  | 171 | 171 | 171 | 171
|  | Labour charges for centering |  | 192 | 211.2 | 230.4 | 249.6
|  | LA on centering labour charges | 0% | 0 | 0 | 0 | 0
|  | Lift charges @ 10% extra on each floor |  |  | 29.03 | 58.06 | 87.09
|  |  |  | 1433.3861 | 1481.6161 | 1529.8461 | 1578.0761
|  | Add 13.615% over heads | 0 | 0 | 0 | 0 | 0
|  | Rate per 1 Sqmts. | Total | 1433.4 | 1481.65 | 1529.85 | 1578.1
| n) | VRCC M20 for Slabs 200mm thick
|  | Cost of VRCC for 200 mm thick slab | 0.2 | cu.m. | 5946.5896 | 1 | cu.m. | 1189.3179
|  | Rate for other Floors |  | GF | FF | SF | TF
|  | Rate as worked out above per Cum. |  | 1189.3179 | 1189.3179 | 1189.3179 | 1189.3179
|  | Hire charges on centering material |  | 171 | 171 | 171 | 171
|  | Labour charges for centering |  | 192 | 211.2 | 230.4 | 249.6
|  | LA on centering labour charges | 0% | 0 | 0 | 0 | 0
|  | Lift charges @ 10% extra on each floor |  |  | 32.25 | 64.51 | 96.76
|  |  |  | 1552.3179 | 1603.7679 | 1655.2279 | 1706.6779
|  | Add 13.615% over heads | 0 | 0 | 0 | 0 | 0
|  | Rate per 1 Sqmts. | Total | 1552.35 | 1603.8 | 1655.25 | 1706.7
| o) | VRCC M20 for Slabs of 225 mm thick
|  | Cost of VRCC for 225 mm thick slab | 0.225 | cu.m. | 5946.5896 | 1 | cu.m. | 1337.9827
|  | Rate for other Floors |  | GF | FF | SF | TF
|  | Rate as worked out above per Cum. |  | 1337.9827 | 1337.9827 | 1337.9827 | 1337.9827
|  | Hire charges on centering material |  | 171 | 171 | 171 | 171
|  | Labour charges for centering |  | 192 | 211.2 | 230.4 | 249.6
|  | LA on centering labour charges | 0% | 0 | 0 | 0 | 0
|  | Lift charges @ 10% extra on each floor |  |  | 36.29 | 72.57 | 108.86
|  |  |  | 1700.9827 | 1756.4727 | 1811.9527 | 1867.4427
|  | Add 13.615% over heads | 0 | 0 | 0 | 0 | 0
|  | Rate per 10 Sqmts. | Total | 1701 | 1756.5 | 1812 | 1867.45
14 |  | Reinforced Cement Concrete M 20 Design Mix ( by weigh batching ) using 20mm size (SS5) hard blasted Trap machine crushed graded metal (Coarse aggregate) from approved quarry, using a minimum quantity of 350 kgs. of cement per 1 cum of concrete including cost and conveyance of all materials like cement, fine aggregate (Sand), coarse aggregate, water etc., to site and cost of all materials including centering using Cashewrina Ballies and Wooden runners & staging including all bracings, cross members etc., shuttering , machine mixing, laying concrete, lift charges, curing etc., complete but excluding cost of steel and it’s fabrication charges but excluding seigniorage charges for finished item of work (APSS No. 402 & 403)
Material
|  | Graded Metal 20mm to 6mm | 0.8 | cu.m. | 1601.67 | 1 | cu.m. | 1281.336
|  | Sand | 0.4 | cu.m. | 437.12 | 1 | cu.m. | 174.848
|  | Cement | 350 | kgs | 7168 | 1000 | kgs | 2508.8
|  | Water | 1.2 | KL | 73 | 1 | KL | 87.6
Machinery
|  | Batchingplant 0.5 cum | 1.333 | Hour | 675.7 | 1 | Hour | 900.7081
|  | LA on crew charges | 0% |  | 568.79 | 1 |  | 0
manpower
|  | 1st Class Mason | 0.167 | Nos. | 545 | 1 | Each | 91.015
|  | 2nd Class Mason | 0.167 | Nos. | 515 | 1 | Each | 86.005
|  | Man Mazdoor | 5.6 | Nos. | 490 | 1 | Each | 2744
|  | Basic rate per Cum | [5 empty] | 7874.3121
| a) | For Lintels
|  | Rate for other Floors |  | GF | FF | SF | TF | FF | FF
|  | Rate as worked out above per Cum. |  | 7874.3121 | 7874.3121 | 7874.3121 | 7874.3121 | 7874.3121 | 7874.3121
|  | Hire charges on centering material |  | 831 | 831 | 831 | 831 | 831 | 1246
|  | Labour charges for centering |  | 1399 | 1538.9 | 1678.8 | 1818.7 | 1958.6 | 2098.5
|  | La on centering labour charges | 0% | 0 | 0 | 0 | 0 | 0 | 0
|  | Lift charges @ 10% extra on each floor |  |  | 292.1 | 584.2 | 876.31 | 1168.41 | 1460.51
|  |  |  | 10104.3121 | 10536.3121 | 10968.3121 | 11400.3221 | 11832.3221 | 12679.3221
|  | Add 13.615% over heads | 0 | 0 | 0 | 0 | 0 | 0 | 0
|  | Rate per Cum. | Total | 10104.35 | 10536.35 | 10968.35 | 11400.35 | 11832.35 | 12679.35
15 |  | Reinforced cement concrete with M 20 grade Design mix ( by weigh batching ) using 20mm size (SS 5) machine crushed hard blasted Trap graded metal (coarse aggregate) from approved quarry using a minimum quantity of 350 Kg of cement per 1 Cum of concrete including cost and conveyance of all materials like cement, fine aggregate (sand) ,coarse aggregate, water etc. to site and cost of all materials including centering using Cashewrina Ballies and Wooden runners & staging including all bracings, cross members etc., shuttering, machine mixing, laying concrete, for sunshade of 7.5cm thick at fixed end and 5cm thick at free end with an average thickness of 6.25cm including labour charges for mixing, laying, curing etc., complete but excluding cost of steel and its fabrication charges but excluding seigniorage charges for finished item of work
for sun-shades of any width as per approved plan / design and of average thickness of 62.50mm ( thickness at support 75mm and thickness at edge 50mm) (APSS No. 402, 403)
material
|  | Graded Metal 20mm to 6mm | 0.8 | cu.m. | 1601.67 | 1 | cu.m. | 1281.336
|  | Sand | 0.4 | cu.m. | 437.12 | 1 | cu.m. | 174.848
|  | Cement | 350 | kgs | 7168 | 1000 | kgs | 2508.8
|  | Water | 1.2 | KL | 73 | 1 | KL | 87.6
Machinery
|  | Batchingplant 0.5 cum | 0.308 | Hour | 675.7 | 1 | Hour | 208.1156
|  | LA on crew charges | 0% |  | 131.42 | 1 |  | 0
manpower
|  | 1st Class Mason | 0.067 | Nos. | 545 | 1 | Each | 36.515
|  | 2nd Class Mason | 0.133 | Nos. | 515 | 1 | Each | 68.495
|  | Man Mazdoor | 3.077 | Nos. | 490 | 1 | Each | 1507.73
|  | Basic rate per Cu.m |  |  |  |  | Total | 5873.4396
| a) | Chajja / Sunshade
|  | Cost of RCC for 62.5 mm thick sunshade | 0.0625 | cu.m. | 5873.4396 | 1 | cu.m. | 367.09
|  | Rate for other Floors |  | GF | FF | SF | TF | FF | FF
|  | Rate as worked out above per Cum. |  | 367.09 | 367.09 | 367.09 | 367.09 | 367.09 | 367.09
|  | Hire charges on centering material |  | 164 | 164 | 164 | 164 | 164 | 246
|  | Labour charges for centering |  | 215 | 236.5 | 258 | 279.5 | 301 | 423
|  | La on centering labour charges | 0% | 0 | 0 | 0 | 0 | 0 | 0
|  | Lift charges @ 10% extra on each floor |  |  | 10.08 | 20.16 | 30.24 | 40.32 | 50.4
|  |  |  | 746.09 | 777.67 | 809.25 | 840.83 | 872.41 | 1086.49
|  | Add 13.615% over heads | 0 | 0 | 0 | 0 | 0 | 0 | 0
|  | Rate per Sqmt. | Total | 746.1 | 777.7 | 809.25 | 840.85 | 872.45 | 1086.5
| b) | for platforms of 75 mm thick
|  | Cost of RCC for 75 mm thick platform | 0.075 | cu.m. | 5873.4396 | 1 | cu.m. | 440.508
|  | Rate for other Floors |  | GF | FF | SF | TF
|  | Rate as worked out above per Cum. |  | 440.508 | 440.508 | 440.508 | 440.508
|  | Hire charges on centering material |  | 166 | 166 | 166 | 166
|  | Labour charges for centering |  | 187 | 205.7 | 224.4 | 243.1
|  | La on centering labour charges | 0% | 0 | 0 | 0 | 0
|  | Lift charges @ 10% extra on each floor |  |  | 12.1 | 24.19 | 36.29
|  |  |  | 793.508 | 824.308 | 855.098 | 885.898
|  | Add 13.615% over heads | 0 | 0 | 0 | 0 | 0
|  | Rate per Sqmt. | Total | 793.55 | 824.35 | 855.1 | 885.9
| c) | for platforms of 50 mm thick
|  | Cost of RCC for 50 mm thick platform | 0.05 | cu.m. | 5873.4396 | 1 | cu.m. | 293.672
|  | Rate for other Floors |  | GF | FF | SF | TF | FF
|  | Rate as worked out above per Cum. |  | 293.672 | 293.672 | 293.672 | 293.672 | 0
|  | Hire charges on centering material |  | 166 | 166 | 166 | 166 | 166
|  | Labour charges for centering |  | 187 | 205.7 | 224.4 | 243.1 | 261.8
|  | La on centering labour charges | 0% | 0 | 0 | 0 | 0 | 0
|  | Lift charges @ 10% extra on each floor |  |  | 8.06 | 16.13 | 24.19 | 32.25
|  |  |  | 646.672 | 673.432 | 700.202 | 726.962 | 460.05
|  | Add 13.615% over heads | 0 | 0 | 0 | 0 | 0 | 0
|  | Rate per Sqmt. | Total | 646.7 | 673.45 | 700.25 | 727 | 460.05
| d) | for shelves of 25 mm thick
|  | Cost of RCC for 25 mm thick shelves | 0.025 | cu.m. | 5873.4396 | 1 | cu.m. | 146.836
|  | Rate for other Floors |  | GF | FF | SF | TF | FF
|  | Rate as worked out above per Cum. |  | 146.836 | 146.836 | 146.836 | 146.836 | 146.836
|  | Hire charges on centering material |  | 166 | 166 | 166 | 166 | 166
|  | Labour charges for centering |  | 187 | 205.7 | 224.4 | 243.1 | 261.8
|  | La on centering labour charges | 0% | 0 | 0 | 0 | 0 | 0
|  | Lift charges @ 10% extra on each floor |  |  | 4.03 | 8.06 | 12.1 | 16.13
|  |  |  | 499.836 | 522.566 | 545.296 | 568.036 | 590.766
|  | Add 13.615% over heads | 0 | 0 | 0 | 0 | 0 | 0
|  | Rate per Sqmt. | Total | 499.85 | 522.6 | 545.3 | 568.05 | 590.8
16 |  | Pointing to Cuddapah / Shahabad slabs in CM(1:3) Prop: including cost and conveyance of all materials like cement, sand, water etc., to site, including seigniorage charges, sales & other taxes on all materials, all operational, incidental charges and labour charges such as mixing mortar, finishing, curing, etc., complete for finished item of work. (APSS 901,906)
|  | cost of cement for Cement Mortar (1:3) | 0.96 | Kgs | 7.168 | 1 | Kgs | 6.8813
|  | cost of sand for Cement Mortar (1:3) | 0.002 | cu.m. | 437.12 | 1 | cu.m. | 0.87424
|  | 1st Class Mason | 0.048 | Nos. | 545 | 1 | Each | 26.16
|  | 2nd Class Mason | 0.112 | Nos. | 515 | 1 | Each | 57.68
|  | Man mazdoor | 0.05 | Nos. | 490 | 1 | Each | 24.5
|  | Woman mazdoor | 0.11 | Nos. | 490 | 1 | Each | 53.9
|  | Rate per 1 Sqmt. |  |  |  |  | Total | 169.95
17 |  | Brick Masonry in superstructure with CM (1:8) prop: using second class bricks from approved source having minimum crushing strength of 40 Kg/Sqcm. including cost and conveyance of all materials like cement, sand, bricks, water etc., to site, including sales & other taxes on all materials, all operational, incidental and labour charges such as mixing cement mortar, constructing masonry, scaffolding charges, lift charges, curing, etc., complete but excluding seigniorage charges for finished item of work. (APSS No. 501 & 504).
|  | wall thickness | 0.225
Material
|  | Cement | 36 | kgs | 7168 | 1000 | kgs | 258.048
|  | Second class Bricks | 512 | Nos | 7628.01 | 1000 | Nos | 3905.5411
|  | sand for mortor | 0.2 | cu.m. | 437.12 | 1 | cu.m. | 87.424
B Labour
|  | 1st class mason | 0.24 | Nos. | 545 | 1 | Each | 130.8
|  | 2nd class mason | 0.56 | Nos. | 515 | 1 | Each | 288.4
|  | Man Mazdoor | 1.89 | Nos. | 490 | 1 | Each | 926.1
5596.3131
|  | Add water charges @ 1% on cost of material & Labour | 5596.3131 |  | 0.01 |  |  | 55.96
|  | Basic Rate per Cum. | [5 empty] | 5652.2731
|  | Rate for other Floors |  | GF | FF | SF | TF | FF | FF
|  | Basic rate per Cum |  | 5652.2731 | 5652.2731 | 5652.2731 | 5652.2731 | 5652.2731 | 5652.2731
|  | Hire charges of stage scafflding per cum |  |  | 48.27 | 48.27 | 48.27 | 48.27 | 48.27
|  | Labour charges for stage scaffolding per cum |  |  | 566.49 | 739.24 | 912 | 1084.71 | 1257.47
|  | Add LA on Labour for scaffolding | 0% | 0 | 0 | 0 | 0 | 0 | 0
|  | Lift charges @ 10% extra on each floor |  |  | 134.53 | 269.06 | 403.59 | 538.12 | 672.65
|  |  |  | 5652.2731 | 6401.5631 | 6708.8431 | 7016.1331 | 7323.3731 | 7630.6631
|  | Add 13.615% over heads | 0 | 0 | 0 | 0 | 0 | 0 | 0
|  | Rate per Cum. | Total | 5652.3 | 6401.6 | 6708.85 | 7016.15 | 7323.4 | 7630.7
18 |  | Reinforced Brick Masonry 11.5cm (4 1/2") thick for partition walls in CM (1:4) prop: using second class bricks from approved source having minimum crushing strength of 40 Kg/Sqcm. and placing 2nos. of 6mm dia MS bars embedded in every 3rd layer with free ends of reinforcement keyed into mortar joints of the main brick work whereever applicable including cost and conveyance of all materials like cement, sand, bricks, water etc., to site, sales & other taxes on all materials, all operational, incidental and labour charges such as mixing cement mortar, constructing masonry, scaffolding charges, lift charges, curing, etc., but excluding cost and conveyance of steel and its fabrication charges complete but excluding seigniorage charges for finished item of work. (APSS No. 501 & 504).
|  | wall thickness | 0.115
Material
|  | Cement | 7.56 | kgs | 7168 | 1000 | kgs | 54.1901
|  | Second class Bricks | 51.2 | Nos | 7628.01 | 1000 | Nos | 390.5541
|  | sand for mortor | 0.021 | cu.m. | 437.12 | 1 | cu.m. | 9.1795
B Labour
|  | 1st class mason | 0.06 | Nos. | 545 | 1 | Each | 32.7
|  | 2nd class mason | 0.06 | Nos. | 515 | 1 | Each | 30.9
|  | Man Mazdoor | 0.275 | Nos. | 490 | 1 | Each | 134.75
652.2737
|  | Add water charges @ 1% on cost of material & Labour | 652.2737 |  | 0.01 |  |  | 6.52
|  | Basic Rate per One Sqmt. | [5 empty] | 658.7937
|  | Rate for other Floors |  | GF | FF | SF | TF | FF | FF
|  | Basic rate per sqm |  | 658.7937 | 658.7937 | 658.7937 | 658.7937 | 658.7937 | 658.7937
|  | Hire charges of stage scafflding per cum |  | 10.86 | 10.86 | 10.86 | 10.86 | 10.86 | 10.86
|  | Labour charges for stage scaffolding per cum |  | 88.6 | 127.46 | 166.33 | 205.2 | 244.06 | 282.93
|  | Add LA on Labour for scaffolding | 0% | 0 | 0 | 0 | 0 | 0 | 0
|  | Lift charges @ 10% extra on each floor |  |  | 19.84 | 39.67 | 59.51 | 79.34 | 99.18
|  |  |  | 758.2537 | 816.9537 | 875.6537 | 934.3637 | 993.0537 | 1051.7637
|  | Add 13.615% over heads | 0 | 0 | 0 | 0 | 0 | 0 | 0
|  | Rate per One Sqmt. | Total | 758.3 | 817 | 875.7 | 934.4 | 993.1 | 1051.8
16 |  | Brick Masonry in superstructure with CM (1:8) prop: using Fly ASH Bricks of size 290x225x140mm with compressive of 50 Kgs / Sqcm from approved source including cost and conveyance of all materials like cement, sand, fly ash bricks, water etc., to site, including sales & other taxes on all materials, all operational, incidental and labour charges such as mixing cement mortar, constructing masonry, scaffolding charges, lift charges, curing, etc., complete but excluding seigniorage charges for finished item of work. (APSS No. 501 & 504).
|  | Wall thickness | 0.225
Material
|  | Fly Ash Bricks 290x225x140mm | 99 | Nos | 27000 | 1000 | Nos | 2673
|  | Cement for Cement Mortar (1:8) | 18 | Kgs | 7.17 | 1 | Kgs | 129.06
|  | Sand for Cement Mortar (1:8) | 0.1 | cu.m. | 437.12 | 1 | cu.m. | 43.712
Labour
|  | 1st class mason | 0.42 | cu.m. | 545 | 1 | cu.m. | 228.9
|  | 2nd class mason | 0.92 | Nos. | 515 | 1 | Each | 473.8
|  | Man Mazdoor | 0.7 | Nos. | 490 | 1 | Each | 343
|  | Woman Mazdoor | 2.1 | Nos. | 490 | 1 | Each | 1029
4920.472
|  | Add water charges @ 1% on cost of material & Labour | 4920.472 |  | 0.01 |  |  | 49.2
|  | Basic Rate per Cum. | [5 empty] | 4969.672
|  | Rate for other Floors |  | GF | FF | SF | TF | FF | FF
|  | Basic rate per Cum |  | 4969.672 | 4969.672 | 4969.672 | 4969.672 | 4969.672 | 4969.672
|  | Hire charges of stage scafflding per cum |  | 48.27 | 48.27 | 48.27 | 48.27 | 48.27 | 48.27
|  | Labour charges for stage scaffolding per cum |  | 393.78 | 566.49 | 739.24 | 912 | 1084.71 | 1257.47
|  | Add LA on Labour for scaffolding | 0% | 0 | 0 | 0 | 0 | 0 | 0
|  | Lift charges @ 10% extra on each floor |  |  | 207.47 | 414.94 | 622.41 | 829.88 | 1037.35
|  |  |  | 5411.722 | 5791.902 | 6172.122 | 6552.352 | 6932.532 | 7312.762
|  | Add 13.615% over heads | 0 | 0 | 0 | 0 | 0 | 0 | 0
|  | Rate per Cum. | Total | 5411.75 | 5791.95 | 6172.15 | 6552.4 | 6932.55 | 7312.8
17 |  | Brick Masonry in superstructure with CM (1:6) prop: using Fly ASH Bricks of size 290x225x140mm with compressive of 50 Kgs / Sqcm from approved source including cost and conveyance of all materials like cement, sand, fly ash bricks, water etc., to site, including sales & other taxes on all materials, all operational, incidental and labour charges such as mixing cement mortar, constructing masonry, scaffolding charges, lift charges, curing, etc., complete but excluding seigniorage charges for finished item of work. for basement (APSS No. 501 & 504).
|  | Wall thickness | 0.225
Material
|  | Fly Ash Bricks 290x225x140mm | 99 | Nos | 27000 | 1000 | Nos | 2673
|  | Cement for Cement Mortar (1:8) | 24 | Kgs | 7.17 | 1 | Kgs | 172.08
|  | Sand for Cement Mortar (1:8) | 0.1 | cu.m. | 437.12 | 1 | cu.m. | 43.712
Labour
|  | 1st class mason | 0.42 | cu.m. | 545 | 1 | cu.m. | 228.9
|  | 2nd class mason | 0.92 | Nos. | 515 | 1 | Each | 473.8
|  | Man Mazdoor | 0.7 | Nos. | 490 | 1 | Each | 343
|  | Woman Mazdoor | 2.1 | Nos. | 490 | 1 | Each | 1029
|  | total | [5 empty] | 4963.492
|  | Add water charges @ 1% on cost of material & Labour | 4963.492 |  | 0.01 |  |  | 49.63
5013.122
|  | Add 13.615% over heads | 0 |  |  |  |  | 0
|  | Basic Rate per Cum. | [5 empty] | 5013.15
17 |  | Reinforced Fly Ash Brick Masonry 10cm thick for partition walls in CM (1:4) prop: Fly Bricks of size 290x100x140mm with compressive of 50 Kgs / Sqcm from approved source and placing 2nos. of 6mm dia MS bars embedded in every 3rd layer with free ends of reinforcement keyed into mortar joints of the main brick work whereever applicable including cost and conveyance of all materials like cement, sand, bricks, water etc., to site, sales & other taxes on all materials, all operational, incidental and labour charges such as mixing cement mortar, constructing masonry, scaffolding charges, lift charges, curing, etc., but excluding cost and conveyance of steel and its fabrication charges & seignerage charges complete for finished item of work. (APSS No. 501 & 509).
Material
|  | Fly Ash Bricks 290x100x140mm | 22 | Nos | 12000 | 1000 | Nos | 264
|  | Cement for Cement Mortar (1:4) | 7.2 | Kgs | 7.17 |  | Kgs | 51.624
|  | Sand for Cement Mortar (1:4) | 0.02 | cu.m. | 437.12 | 1 | cu.m. | 8.7424
Labour
|  | 1st class mason | 0.06 | cu.m. | 545 | 1 | cu.m. | 32.7
|  | 2nd class mason | 0.06 | Nos. | 515 | 1 | Each | 30.9
|  | Man Mazdoor | 0.275 | Nos. | 490 | 1 | Each | 134.75
522.7164
|  | Add water charges @ 1% on cost of material & Labour | 522.7164 |  | 0.01 |  |  | 5.23
|  | Basic Rate per One Sqmt. | [5 empty] | 527.9464
|  | Rate for other Floors |  | GF | FF | SF | TF | FF | FF
|  | Basic rate per sqm |  | 527.9464 | 527.9464 | 527.9464 | 527.9464 | 527.9464 | 527.9464
|  | Hire charges of stage scafflding per cum |  | 10.86 | 10.86 | 10.86 | 10.86 | 10.86 | 10.86
|  | Labour charges for stage scaffolding per cum |  | 88.6 | 127.46 | 166.33 | 205.2 | 244.06 | 282.93
|  | Add LA on Labour for scaffolding | 0% | 0 | 0 | 0 | 0 | 0 | 0
|  | Lift charges @ 10% extra on each floor |  |  | 19.84 | 39.67 | 59.51 | 79.34 | 99.18
|  |  |  | 627.4064 | 686.1064 | 744.8064 | 803.5164 | 862.2064 | 920.9164
|  | Add 13.615% over heads | 0 | 0 | 0 | 0 | 0 | 0 | 0
|  | Rate per One Sqmt. | Total | 627.45 | 686.15 | 744.85 | 803.55 | 862.25 | 920.95
18 |  | Providing High Yield Strength Deformed (HYSD) steel bars (Fe 500 grade as per IS 1786-1985) of 8mm to 40mm diameters, (TATA, SAIL, VSP,JSW & Shyam Steel) cutting, bending, to required sizes and shapes placing in position with cover blocks of approved size and binding wire of 20SWG, forming grills for reinforcement work as per approved designs and drawings including cost and conveyance of bars from approved sources to site of work, including cost and conveyance of binding wire, cover blocks, chairs, overlaps, spacers, dowels, wastage etc., and all operational, incidental, and labour charges such as cutting, bending, placing in position, tying etc., and sales & other taxes,on cost of all materials complete for finished item of work (APSS No.126)
Material
|  | Cost of steel including 5% wastage and overlaps | 1.05 | MT | 83780 | 1 | MT | 87969
|  | cost of binding wire | 6 | Kg | 66 | 1 | Kg | 396
Labour
|  | Blacksmith/Tin Smith/Rivetor | 10 | Nos | 540 | 1 | Nos | 5400
|  | Light mazdoor | 10 | Nos | 490 | 1 | Nos | 4900
|  | Rate per MT |  |  |  |  | Total | 98665
|  | Rate for other Floors |  | GF | FF | SF | TF | FF | FF
|  | Basic rate per MT |  | 98665 | 98665 | 98665 | 98665 | 98665 | 98665
|  | Lift Charges per MT @10% extra on labour per floor |  |  | 1030 | 2060 | 3090 | 4120 | 5150
|  |  |  | 98665 | 99695 | 100725 | 101755 | 102785 | 103815
|  | Add 13.615% over heads | 0 | 0 | 0 | 0 | 0 | 0 | 0
|  | Rate per One MT | Total | 98665 | 99695 | 100725 | 101755 | 102785 | 103815
19 |  | Providing Mild Steel Bars (Fe 250 grade as per IS 432) of 6mm diameter, cutting, bending, to required sizes and shapes placing in position with cover blocks of approved size and binding wire of 20SWG, forming grills for reinforcement work as per approved designs and drawings including cost and conveyance of bars from approved sources to site of work, including cost and conveyance of binding wire, cover blocks, chairs, overlaps, spacers, dowels, wastage etc., and all operational, incidental, and labour charges such as cutting, bending, placing in position, tying etc., and sales & other taxes,on cost of all materials complete for finished item of work (APSS No.126) in all floors.
Material
|  | Cost of Mild steel | 1.05 | MT | 76700 | 1 | MT | 80535
|  | cost of binding wire | 6 | Kg | 66 | 1 | Kg | 396
Labour
|  | Blacksmith/Tin Smith/Rivetor | 10 | Nos | 545 | 1 | Nos | 5450
|  | Light mazdoor | 10 | Nos | 490 | 1 | Nos | 4900
|  | Rate per MT |  |  |  |  | Total | 91281
|  | Rate for other Floors |  | GF | FF | SF | TF | FF | FF
|  | Basic rate per MT |  | 91281 | 91281 | 91281 | 91281 | 91281 | 91281
|  | Lift Charges per MT @10% extra on labour per floor |  |  | 1035 | 2070 | 3105 | 4140 | 5175
|  |  |  | 91281 | 92806 | 93352 | 94386 | 95421 | 96456
|  | Add 13.615% over heads | 0 | 0 | 0 | 0 | 0 | 0 | 0
|  | Rate per One MT | Total | 91281 | 92806 | 93352 | 94386 | 95421 | 96456
20 |  | Ornamental Plastering 12mm thick in two coats with base coat of 8mm thick in CM (1:5) and top coat of 4mm thick in CM (1:3) dubara sponge finish including cost and conveyance of all materials like cement, sand, water etc., to site, sales & other taxes on all materials,all operational, incidental and labour charges such as mixing mortar, scaffolding charges, lift charges, including cutting of Grooves wherever necessary as directed by Engineer - in - charge, finishing, curing, etc., complete for Even Surfaces of Wall but excluding seigniorage charges for finished item of work. (APSS 901,903 & 904)
Material
Base coat 8mm thick in C.M. (1:5)
|  | Cement | 3.17 | kgs | 7168 | 1000 | kgs | 22.7226
|  | cost of sand for mortor | 0.011 | cu.m. | 437.12 | 1 | cu.m. | 4.8083
Top Coat 4mm thick in C.M. (1:3)
|  | Cement | 1.92 | kgs | 7168 | 1000 | kgs | 13.7626
|  | cost of sand for mortor | 0.004 | cu.m. | 437.12 | 1 | cu.m. | 1.7485
Labour
|  | 1st Class Mason | 0.063 | Nos. | 545 | 1 | Each | 34.335
|  | 2nd Class Mason | 0.147 | Nos. | 515 | 1 | Each | 75.705
|  | Light mazdoor | 0.39 | Nos. | 490 | 1 | Each | 191.1
344.1819
|  | Add water charges @ 1% on cost of material & Labour | 344.1819 |  | 0.01 |  |  | 3.44
|  | Basic rate per 1 Sqmt. | [5 empty] | 347.6219
|  | Rate for other Floors |  | GF | FF | SF | TF | FF | FF
|  | Basic rate per 1 Sqmt. |  | 347.6219 | 347.6219 | 347.6219 | 347.6219 | 347.6219 | 347.6219
|  | Hire charges of stage scafflding per sqm |  | 2.59 | 2.59 | 2.59 | 2.59 | 2.59 | 2.59
|  | Labour charges for stage scaffolding per sqm |  | 17.79 | 25.39 | 32.99 | 40.59 | 48.19 | 55.79
|  | Add LA on Labour for scaffolding | 0% | 0 | 0 | 0 | 0 | 0 | 0
|  | Lift charges @ 10% extra on each floor |  |  | 30.11 | 60.23 | 90.34 | 120.46 | 150.57
|  |  |  | 368.0019 | 405.7119 | 443.4319 | 481.1419 | 518.8619 | 556.5719
|  | Add 13.615% over heads | 0 | 0 | 0 | 0 | 0 | 0 | 0
|  | Rate per 1 Sqmt. | Total | 368.0019 | 405.7119 | 443.4319 | 481.1419 | 518.8619 | 556.5719
21 |  | Plastering 12mm thick in two coats with base coat of 8mm thick in CM (1:6) and top coat of 4mm thick in CM (1:4) dubara sponge finish including cost and conveyance of all materials like cement, sand, water etc., to site, sales & other taxes on all materials,all operational, incidental and labour charges such as mixing mortar, scaffolding charges, lift charges, including cutting of Grooves wherever necessary as directed by Engineer - in - charge, finishing, curing, etc., complete but excluding seigniorage charges for Even Surfaces of Wall for finished item of work. (APSS 901,903 & 904)
Material
Base coat 8mm thick in C.M. (1:6)
|  | Cement | 2.64 | kgs | 7168 | 1000 | kgs | 18.9235
|  | cost of sand for mortor | 0.011 | cu.m. | 437.12 | 1 | cu.m. | 4.8083
Top Coat 4mm thick in C.M. (1:4)
|  | Cement | 1.44 | kgs | 7168 | 1000 | kgs | 10.3219
|  | cost of sand for mortor | 0.004 | cu.m. | 437.12 | 1 | cu.m. | 1.7485
Labour
|  | 1st Class Mason | 0.063 | Nos. | 545 | 1 | Each | 34.335
|  | 2nd Class Mason | 0.15 | Nos. | 515 | 1 | Each | 77.25
|  | Light mazdoor | 0.39 | Nos. | 490 | 1 | Each | 191.1
338.4872
|  | Add water charges @ 1% on cost of material & Labour | 338.4872 |  | 0.01 |  |  | 3.38
|  | Basic rate per 1 Sqmt. | [5 empty] | 341.8672
|  | Rate for other Floors |  | GF | FF | SF | TF | FF | FF
|  | Basic rate per 1 Sqmt. |  | 341.8672 | 341.8672 | 341.8672 | 341.8672 | 341.8672 | 341.8672
|  | Hire charges of access scafflding pers qm |  | 1.09 | 1.09 | 1.09 | 1.09 | 1.09 | 1.09
|  | Labour charges for access scaffolding per sqm |  | 8.86 | 12.75 | 16.63 | 20.52 | 24.41 | 28.29
|  | Add LA on Labour for scaffolding | 0% | 0 | 0 | 0 | 0 | 0 | 0
|  | Lift charges @ 10% extra on each floor |  |  | 30.11 | 60.23 | 90.34 | 120.46 | 150.57
|  |  |  | 351.8172 | 385.8172 | 419.8172 | 453.8172 | 487.8272 | 521.8172
|  | Add 13.615% over heads | 0 | 0 | 0 | 0 | 0 | 0 | 0
|  | Rate per 1 Sqmt. | Total | 351.85 | 385.85 | 419.85 | 453.85 | 487.85 | 521.85
22 |  | Plastering 20mm thick in two coats with base coat of 16mm thick in CM (1:6) and top coat of 4mm thick in CM (1:4) dubara sponge finish including cost and conveyance of all materials like cement, sand, water etc., to site, sales & other taxes on all materials, all operational, incidental and labour charges such as mixing mortar,scaffolding charges, lift charges, finishing,including cutting of Grooves wherever necessary as directed by Engineer - in - charge, curing, etc., complete but excluding seigniorage charges for Uneven Surfaces of Brick Wall for finished item of work. (APSS 901,903 & 904)
Base coat 16 mm thick in C.M. (1:6)
|  | Cement | 4.32 | kgs | 7168 | 1000 | kgs | 30.9658
|  | cost of sand for mortor | 0.018 | cu.m. | 437.12 | 1 | cu.m. | 7.8682
Top Coat 4mm thick in C.M. (1:4)
|  | Cement | 1.44 | kgs | 7168 | 1000 | kgs | 10.3219
|  | cost of sand for mortor | 0.004 | cu.m. | 437.12 | 1 | cu.m. | 1.7485
Labour
|  | 1st Class Mason | 0.063 | Nos. | 545 | 1 | Each | 34.335
|  | 2nd Class Mason | 0.147 | Nos. | 515 | 1 | Each | 75.705
|  | Light mazdoor | 0.39 | Nos. | 490 | 1 | Each | 191.1
352.0443
|  | Add water charges @ 1% on cost of material & Labour | 352.0443 |  | 0.01 |  |  | 3.52
|  | Basic rate per 1 Sqmt. | [5 empty] | 355.5643
|  | Rate for other Floors |  | GF | FF | SF | TF | FF | FF
|  | Basic rate per 1 Sqmt. |  | 355.5643 | 355.5643 | 355.5643 | 355.5643 | 355.5643 | 355.5643
|  | Hire charges of access scafflding pers qm |  | 1.09 | 1.09 | 1.09 | 1.09 | 1.09 | 1.09
|  | Labour charges for access scaffolding per sqm |  | 8.86 | 12.75 | 16.63 | 20.52 | 24.41 | 28.29
|  | Add LA on Labour for scaffolding | 0% | 0 | 0 | 0 | 0 | 0 | 0
|  | Lift charges @ 10% extra on each floor |  |  | 30.11 | 60.23 | 90.34 | 120.46 | 150.57
|  |  |  | 365.5143 | 399.5143 | 433.5143 | 467.5143 | 501.5243 | 535.5143
|  | Add 13.615% over heads | 0 | 0 | 0 | 0 | 0 | 0 | 0
|  | Rate per 1 Sqmt. | Total | 365.55 | 399.55 | 433.55 | 467.55 | 501.55 | 535.55
23 |  | Plastering with CM(1:6) Prop: 12mm thick in single coat using including cost and conveyance of all materials like cement, sand, water etc., to site, including sales & other taxes on all materials, all operational, incidental charges and labour charges such as mixing mortar, finishing, curing, etc., complete but excluding seigniorage charges for finished item of work. (APSS 901,906)
|  | cost of cement for Cement Mortar (1:6) | 3.6 | kg | 7.17 | 1 | kg | 25.812
|  | sand for Cement Mortar (1:6) | 0.015 | cu.m. | 437.12 | 1 | cu.m. | 6.5568
|  | 1st Class Mason | 0.06 | Nos. | 545 | 1 | Each | 32.7
|  | Man mazdoor | 0.096 | Nos. | 490 | 1 | Each | 47.04
112.1088
|  | Add water charges @ 1% on cost of material & Labour | 112.1088 |  | 0.01 |  |  | 1.12
|  | Basic rate per 1 Sqmt. | [5 empty] | 113.2288 |  | 0
|  | Rate for other Floors |  | GF | FF | SF | TF | FF | FF | 113.2288
|  | Basic rate per 1 Sqmt. |  | 113.2288 | 113.2288 | 113.2288 | 113.2288 | 113.2288 | 113.2288
|  | Hire charges of access scafflding pers qm |  | 1.09 | 1.09 | 1.09 | 1.09 | 1.09 | 1.09
|  | Labour charges for access scaffolding per sqm |  | 8.86 | 12.75 | 16.63 | 20.52 | 24.41 | 28.29
|  | Add LA on Labour for scaffolding | 0% | 0 | 0 | 0 | 0 | 0 | 0
|  | Lift charges @ 10% extra on each floor |  |  | 7.97 | 15.95 | 23.92 | 31.9 | 39.87
|  |  |  | 123.1788 | 135.0388 | 146.8988 | 158.7588 | 170.6288 | 182.4788
|  | Add 13.615% over heads | 0 | 0 | 0 | 0 | 0 | 0 | 0
|  | Rate per 1 Sqmt. | Total | 123.2 | 135.05 | 146.9 | 158.8 | 170.65 | 182.5
24 |  | Plastering with CM(1:4) Prop: 20mm thick in single coat including cost and conveyance of all materials like cement, sand, water etc., to site, including sales & other taxes on all materials, all operational, incidental charges and labour charges such as mixing mortar, finishing, curing, etc., complete but excluding seigniorage charges for finished item of work. (APSS 901,906)
|  | cost of cement for Cement Mortar (1:4) | 7.56 | kg | 7.17 | 1 | kg | 54.2052
|  | sand for Cement Mortar (1:4) | 0.021 | cu.m. | 437.12 | 1 | cu.m. | 9.1795
|  | 1st Class Mason | 0.094 | Nos. | 545 | 1 | Each | 51.23
|  | Man mazdoor | 0.16 | Nos. | 490 | 1 | Each | 78.4
193.0147
|  | Add water charges @ 1% on cost of material & Labour | 193.0147 |  | 0.01 |  |  | 1.93
|  | Basic rate per 1 Sqmt. | [5 empty] | 194.9447
|  | Rate for other Floors |  | GF | FF | SF | TF
|  | Basic rate per 1 Sqmt. |  | 194.9447 | 194.9447 | 194.9447 | 194.9447
|  | Hire charges of access scafflding pers qm |  | 1.09 | 1.09 | 1.09 | 1.09
|  | Labour charges for access scaffolding per sqm |  | 8.86 | 12.75 | 16.63 | 20.52
|  | Add LA on Labour for scaffolding | 0% | 0 | 0 | 0 | 0
|  | Lift charges @ 10% extra on each floor |  |  | 12.96 | 25.93 | 38.89
|  |  |  | 204.8947 | 221.7447 | 238.5947 | 255.4447
|  | Add 13.615% over heads | 0 | 0 | 0 | 0 | 0
|  | Rate per 1 Sqmt. | Total | 204.9 | 221.75 | 238.6 | 255.45
22 |  | Providing impervious coat with required slopes in CM (1:3) prop. 20mm thick (average) mixed with water proofing compound manufactured by reputed manufacturers as approved by Engineer-in-charge at 1Kg/bag of cement, laid over roof slab when it is green, finished smooth with a floating coat of neat cement and thread lining at regular intervals of 45cmx45cm including cost and conveyance of all materials like cement, sand, water proofing compound, water etc., to site, sales & other taxes on all materials, all operational, incidental and labour charges such as mixing mortar, laying, rounding off at junctions of wall and slab, rendering smooth with thread lining, curing, lift charges, etc., complete but excluding seigniorage charges for finished item of work (APSS No. 901 & 903).
|  | cost of cement for Cement Mortar (1:3) | 10.08 | kg | 7.17 | 1 | kg | 72.2736
|  | sand for Cement Mortar (1:3) | 0.021 | cu.m. | 437.12 | 1 | cu.m. | 9.1795
|  | Water proof compound | 0.2 | Kgs | 77 | 1 | Kgs | 15.4
|  | 1st Class Mason | 0.066 | Nos. | 545 | 1 | Each | 35.97
|  | 2nd Class Mason | 0.154 | Nos. | 515 | 1 | Each | 79.31
|  | Man Mazdoor | 0.37 | Nos. | 490 | 1 | Each | 181.3
393.4331
|  | Add water charges @ 1% on cost of material & Labour | 393.4331 |  | 0.01 |  |  | 3.93
|  | Basic rate per 1 Sqmt. | [5 empty] | 397.3631
|  | Rate for other Floors |  | GF | FF | SF | TF | FF | FF
|  | Basic rate per 1 Sqmt. |  | 397.3631 | 397.3631 | 397.3631 | 397.3631 | 397.3631 | 397.3631
|  | Lift charges @ 10% extra on each floor |  |  | 29.66 | 59.32 | 88.97 | 118.63 | 148.29
|  |  |  | 397.3631 | 427.0231 | 456.6831 | 486.3331 | 515.9931 | 545.6531
|  | Add 13.615% over heads | 0 | 0 | 0 | 0 | 0 | 0 | 0
|  | Rate per 1 Sqmt. | Say | 397.4 | 427.05 | 456.7 | 486.35 | 516 | 545.7
|  | set over a base coat of CM (1:8), 12mm thick using Manufactured Sand (Rock sand) and natural river sand (screened sand) in the ratio of 50:50 (joints of stone must be flushed) over C.C. bed already laid or R.C.C. roof slab only after it is properly cured, cleaned, moistered and where necessary treated with neat grey cement slurry of honey like consistency spred at3.3 kgs of cement for 1 sqm. and jointed with neat cement paste to full depth, including cost and conveyance of all materials like cement, sand, water, flooring stones etc. to site, sales and other taxes on all materials, all operational, incidental and labour charges such as dressing of flooring stones to the required sizes, mixing of cement mortar, laying, jointing, curing, lift charges etc., complete but excluding seigniorage charges for finished item of work.(APSS No.703 & 701) | Flooring with
23 |  | Flooring with Polished Shabad/Tandur blue Slabas 15 to 18 mm thick (0.457M x 0.457M) set over a base coat of CM (1:8), 12mm thick (joints of stone must be flushed) over C.C. bed already laid or R.C.C. roof slab only after it is properly cured, cleaned, moistered and where necessary treated with neat grey cement slurry of honey like consistency spred at3.3 kgs of cement for 1 sqm. and jointed with neat cement paste to full depth, including cost and conveyance of all materials like cement, sand, water, flooring stones etc. to site, sales and other taxes on all materials, all operational, incidental and labour charges such as dressing of flooring stones to the required sizes, mixing of cement mortar, laying, jointing, curing, lift charges etc., complete but excluding seigniorage charges for finished item of work.(APSS No.703 & 701)
Material
|  | Cost of Polished Shabad/Tandur blue Slabas 15 to 18 mm thick (0.457M x 0.457M) | 1.1 | Sqmt. | 198.7062 | 1 | Sqmt. | 218.5768
|  | Cement for Morter and slurry | 7.46 | Kgs | 7168 | 1000 | Kgs | 53.4733
|  | Coarse sand for mortor(C.M. 1:8) | 0.012 | cum | 437.12 | 1 | cum | 5.2454
Machinery
|  | Machine charges for rubbuing/polishing floor | 0.1 | day | 0 | 1 | day | 0
|  | LA charges on crew charges | 0% |  |  |  |  | 0
Labour
|  | 1st Class Mason | 0.31 | Nos. | 545 | 1 | Each | 168.95
|  | 2nd Class Mason | 0.11 | Nos. | 515 | 1 | Each | 56.65
|  | Man Mazdoor | 0.086 | Nos. | 490 | 1 | Each | 42.14
|  | Add water charges @1% on labour & materials | 1% |  | 545.0355 |  |  | 5.4504
|  | Basic rate per 1 Sqmt. | [5 empty] | 550.4859
|  | Rate for other Floors |  | GF | FF | SF | TF | FF
|  | Basic rate per 1 Sqmt. |  | 550.4859 | 550.4859 | 550.4859 | 550.4859 | 550.4859
|  | Lift charges @ 10% extra on each floor |  |  | 26.77 | 53.55 | 80.32 | 107.1
|  |  |  | 550.4859 | 577.2559 | 604.0359 | 630.8059 | 657.5859
|  | Add 13.615% over heads | 0 | 0 | 0 | 0 | 0 | 0
|  | Rate per 1 Sqmt. | Total | 550.5 | 577.3 | 604.05 | 630.85 | 657.6
|  | laid over existing CC bed or roof slab set over a base coat of CM (1:8), 12mm thick and pointing with CM(1:3) to full depth of flooring slabs dully filling joints neatly , including cost and conveyance of all materials like flooring stones, cement, sand, water, etc. to site, sales and other taxes on all materials, all operational, incidental and labour charges such as mixing of cement mortar, laying, pointing, curing, lift charges etc., complete but excluding seigniorage charges for finished item of work.(APSS No.703 & 701) | Flooring with
24 |  | Flooring with Rough shabad / Tandur Stone slabs of minimum25 to 40 mm thick (0.457 x 457M)laid over existing CC bed or roof slab set over a base coat of CM (1:8), 12mm thick and pointing with CM(1:3) to full depth of flooring slabs dully filling joints neatly , including cost and conveyance of all materials like flooring stones, cement, sand, water, etc. to site, sales and other taxes on all materials, all operational, incidental and labour charges such as mixing of cement mortar, laying, pointing, curing, lift charges etc., complete but excluding seigniorage charges for finished item of work.(APSS No.703 & 701)
|  | Rough Tandur slab | 1.05 | Sqmt. | 180.6334 | 10 | Sqmt. | 18.9665
|  | cost of cement for Cement Mortar (1:8) | 2.16 | kg | 7.17 | 1 | kg | 15.4872
|  | sand for Cement Mortar (1:8) | 0.012 | cu.m. | 437.12 | 1 | cu.m. | 5.2454
|  | Pointing with CM (1:3) | 1 | Sqmt. | 169.95 | 1 | Sqmt. | 169.95
|  | 1st Class Mason | 0.096 | Nos. | 545 | 1 | Each | 52.32
|  | 2nd Class Mason | 0.224 | Nos. | 515 | 1 | Each | 115.36
|  | Man Mazdoor | 0.22 | Nos. | 490 | 1 | Each | 107.8
|  | Woman Mazdoor | 0.11 | Nos. | 490 | 1 | Each | 53.9
|  | Add water charges @1% on labour & materials | 1% |  | 539.0291 |  |  | 5.3903
|  | Basic rate per 1 Sqmt. | [5 empty] | 544.4194
|  | Rate for other Floors |  | GF | FF | SF | TF
|  | Basic rate per 1 Sqmt. |  | 544.4194 | 544.4194 | 544.4194 | 544.4194
|  | Lift charges @ 10% extra on each floor |  |  | 32.94 | 65.88 | 98.81
|  |  |  | 544.4194 | 577.3594 | 610.2994 | 643.2294
|  | Add 13.615% over heads | 0 | 0 | 0 | 0 | 0
|  | Rate per 1 Sqmt. | Total | 544.45 | 577.4 | 610.3 | 643.25
|  | with length equal to flooring stones set over a base coat of CM (1:3) using 12mm thick with cement slurry of honey like consistency spread @ 3.3 Kgs per sqm and jointed with neat cement paste mixed with pigment of matching shade to full depth (joints of stone should be flushed), including cost and conveyance of all materials like cement, sand, water, flooring stones etc. to site, sales and other taxes on all materials, all operational, incidental and labour charges such as dressing of flooring stones to the required sizes, mixing of cement mortar, laying, jointing, curing, lift charges etc., complete but excluding seigniorage charges for finished item of work.(APSS No.701 & 707) | Providing skirting to internal walls 12.5 Cm high with
24 |  | Providing skirting to internal walls 12.5 Cm high withPolished Shabad/Tandur blue Slabas 15 to 18 mm thick (0.457M x 0.457M) with length equal to flooring stones set over a base coat of CM (1:3) using 12mm thick with cement slurry of honey like consistency spread @ 3.3 Kgs per sqm and jointed with neat cement paste mixed with pigment of matching shade to full depth (joints of stone should be flushed), including cost and conveyance of all materials like cement, sand, water, flooring stones etc. to site, sales and other taxes on all materials, all operational, incidental and labour charges such as dressing of flooring stones to the required sizes, mixing of cement mortar, laying, jointing, curing, lift charges etc., complete but excluding seigniorage charges for finished item of work.(APSS No.701 & 707)
Material
|  | Cost of Polished Shabad/Tandur blue Slabas 15 to 18 mm thick (0.457M x 0.457M) | 1.1 | Sqmt. | 198.7062 | 1 | Sqmt. | 218.5768
|  | sand for Cement Mortar (1:3) | 0.012 | cu.m. | 437.12 | 1 | cu.m. | 5.2454
|  | cement for Cement Mortar (1:3) base coat | 5.76 | Kgs | 7168 | 1000 | Kgs | 41.2877
|  | Cement for slurry | 3.3 | Kgs | 7168 | 1000 | Kgs | 23.6544
Labour
|  | 1st Class Mason | 0.096 | Nos. | 545 | 1 | Each | 52.32
|  | 2nd Class Mason | 0.224 | Nos. | 515 | 1 | Each | 115.36
|  | Man Mazdoor | 0.31 | Nos. | 490 | 1 | Each | 151.9
|  | Add water charges @1% on labour & materials | 1% |  | 608.3443 |  |  | 6.0834
|  | Basic rate per 1 Sqmt. | [5 empty] | 614.4278
|  | Rate for other Floors |  | GF | FF | SF | TF | FF
|  | Basic rate per 1 Sqmt. |  | 614.4278 | 614.4278 | 614.4278 | 614.4278 | 614.4278
|  | Lift charges @ 10% extra on each floor |  |  | 31.96 | 63.92 | 95.87 | 127.83
|  |  |  | 614.4278 | 646.3878 | 678.3478 | 710.2978 | 742.2578
|  | Add 13.615% over heads | 0 | 0 | 0 | 0 | 0 | 0
|  | Rate per 1 Sqmt. | Total | 614.45 | 646.4 | 678.35 | 710.3 | 742.3
25 |  | Supplying and fixing of Polished Shabad/Tandur blue Slabas 15 to 18 mm thick (0.457M x 0.457M) in Single piece with the edges flat nosed and set over a base coat of CM (1:3), 12mm thick, and fixing in position with neat cement paste including cost and conveyance of all materials like cement, sand, water, stones etc. to site, seigniorage charges, sales and other taxes on all materials, all operational, incidental and labour charges such as dressing of stones to the required sizes, mixing of cement mortar, fixing in position, curing, lift charges etc., complete for finished item of work For raisers (APSS No.701 & 707)
For Raisers of 0.15 Mt. Height
Material
|  | Cost of Polished Shabad/Tandur blue Slabas 15 to 18 mm thick (0.457M x 0.457M) | 1.1 | Sqmt. | 198.7062 | 1 | Sqmt. | 218.5768
|  | sand for Cement Mortar (1:3) | 0.012 | cu.m. | 437.12 | 1 | cu.m. | 5.2454
|  | cement for Cement Mortar (1:3) base coat | 5.76 | Kgs | 7168 | 1000 | Kgs | 41.2877
|  | Cement for slurry | 3.3 | Kgs | 7168 | 1000 | Kgs | 23.6544
Labour
|  | 1st Class Mason | 0.096 | Nos. | 545 | 1 | Each | 52.32
|  | 2nd Class Mason | 0.224 | Nos. | 515 | 1 | Each | 115.36
|  | Man Mazdoor | 0.31 | Nos. | 490 | 1 | Each | 151.9
|  | Add water charges @1% on labour & materials | 1% |  | 608.3443 |  |  | 6.0834
|  | Basic rate per 1 Sqmt. | [5 empty] | 614.4278
|  | Rate for other Floors |  | GF | FF | SF | TF | FF
|  | Basic rate per 1 Sqmt. |  | 614.4278 | 614.4278 | 614.4278 | 614.4278 | 614.4278
|  | Lift charges @ 10% extra on each floor |  |  | 31.96 | 63.92 | 95.87 | 127.83
|  |  |  | 614.4278 | 646.3878 | 678.3478 | 710.2978 | 742.2578
|  | Add 13.615% over heads | 0 | 0 | 0 | 0 | 0 | 0
|  | Rate per Sqmt. |  | 614.4278 | 646.3878 | 678.3478 | 710.2978 | 742.2578
|  | in Single piece with the edges flat nosed and set over a base coat of CM (1:8), 12mm thick using Manufactured Sand (Rock sand) and natural river sand (screened sand) in the ratio of 50:50 , and fixing in position with neat cement paste including cost and conveyance of all materials like cement, sand, water, stones etc. to site, seigniorage charges, sales and other taxes on all materials, all operational, incidental and labour charges such as dressing of stones to the required sizes, mixing of cement mortar, fixing in position, curing, lift charges etc., complete for finished item of work for Treads (APSS No.701 & 707) | Supplying and fixing of
26 |  | Supplying and fixing of High polished Granite 16 to 18 mm thick up to 8' 00" (2.43M) black in Single piece with the edges flat nosed and set over a base coat of CM (1:3), 12mm thick, and fixing in position with neat cement paste including cost and conveyance of all materials like cement, sand, water, stones etc. to site, seigniorage charges, sales and other taxes on all materials, all operational, incidental and labour charges such as dressing of stones to the required sizes, mixing of cement mortar, fixing in position, curing, lift charges etc., complete for finished item of work For raisers (APSS No.701 & 707)
For Raisers of 0.15 Mt. Height
Material
|  | Cost of High polished Granite 16 to 18 mm thick up to 8' 00" (2.43M) black | 1.1 | Sqmt. | 2445.4851 | 1 | Sqmt. | 2690.0337
|  | sand for Cement Mortar (1:3) | 0.012 | cu.m. | 437.12 | 1 | cu.m. | 5.2454
|  | cement for Cement Mortar (1:3) base coat | 5.76 | Kgs | 7168 | 1000 | Kgs | 41.2877
|  | Cement for slurry | 3.3 | Kgs | 7168 | 1000 | Kgs | 23.6544
Labour
|  | 1st Class Mason | 0.096 | Nos. | 545 | 1 | Each | 52.32
|  | 2nd Class Mason | 0.224 | Nos. | 515 | 1 | Each | 115.36
|  | Man Mazdoor | 0.31 | Nos. | 490 | 1 | Each | 151.9
|  | Add water charges @1% on labour & materials | 1% |  | 3079.8012 |  |  | 30.798
|  | Basic rate per 1 Sqmt. | [5 empty] | 3110.5992
|  | Rate for other Floors |  | GF | FF | SF | TF | FF
|  | Basic rate per 1 Sqmt. |  | 3110.5992 | 3110.5992 | 3110.5992 | 3110.5992 | 3110.5992
|  | Lift charges @ 10% extra on each floor |  |  | 31.96 | 63.92 | 95.87 | 127.83
|  |  |  | 3110.5992 | 3142.5592 | 3174.5192 | 3206.4692 | 3238.4292
|  | Add 13.615% over heads | 0 | 0 | 0 | 0 | 0 | 0
|  | Rate per Sqmt. |  | 3110.5992 | 3142.5592 | 3174.5192 | 3206.4692 | 3238.4292
26 |  | Supplying and fixing of Polished Shabad/Tandur blue Slabas 15 to 18 mm thick (0.457M x 0.457M) in Single piece with the edges flat nosed and set over a base coat of CM (1:8), 12mm thick, and fixing in position with neat cement paste including cost and conveyance of all materials like cement, sand, water, stones etc. to site, seigniorage charges, sales and other taxes on all materials, all operational, incidental and labour charges such as dressing of stones to the required sizes, mixing of cement mortar, fixing in position, curing, lift charges etc., complete for finished item of work for Treads (APSS No.701 & 707)
Treads of 0.30 Mt wide
|  | cost of Polished Shabad/Tandur blue Slabas 15 to 18 mm thick (0.457M x 0.457M) | 1.1 | Sqmt. | 198.7062 | 1 | Sqmt. | 218.5768
|  | Cement for jointing | 5.46 | Kgs | 7168 | 1000 | Kgs | 39.1373
|  | Coarse sand for mortor(C.M. 1:8) | 0.012 | cum | 437.12 | 1 | cum | 5.2454
Machinery
|  | Machine charges for rubbuing/polishing floor | 0.1 | day | 0 | 1 | day | 0
|  | LA charges on crew charges | 0% |  |  |  |  | 0
Labour
|  | 1st Class Mason | 0.31 | Nos. | 545 | 1 | Each | 168.95
|  | 2nd Class Mason | 0.11 | Nos. | 515 | 1 | Each | 56.65
|  | Man Mazdoor | 0.086 | Nos. | 490 | 1 | Each | 42.14
|  | Flat nosing edges as per TBSC-T.I-14 | 0 | Rmt. |  | 1 | Rmt. | 0
|  | Add water charges @1% on labour & materials | 1% |  | 530.6995 |  |  | 5.307
|  | Basic rate per 1 Sqmt. | [5 empty] | 536.0065
|  | Rate for other Floors |  | GF | FF | SF | TF | FF
|  | Basic rate per 1 Sqmt. |  | 536.0065 | 536.0065 | 536.0065 | 536.0065 | 536.0065
|  | Lift charges @ 10% extra on each floor |  |  | 26.77 | 53.55 | 80.32 | 107.1
|  |  |  | 536.0065 | 562.7765 | 589.5565 | 616.3265 | 643.1065
|  | Add 13.615% over heads | 0 | 0 | 0 | 0 | 0 | 0
|  | Rate per Sqmt. | Say | 536.0065 | 562.7765 | 589.5565 | 616.3265 | 643.1065
27 |  | Supplying and fixing of High polished Granite 16 to 18 mm thick up to 8' 00" (2.43M) black in Single piece with the edges flat nosed and set over a base coat of CM (1:8), 12mm thick using and fixing in position with neat cement paste including cost and conveyance of all materials like cement, sand, water, stones etc. to site, seigniorage charges, sales and other taxes on all materials, all operational, incidental and labour charges such as dressing of stones to the required sizes, mixing of cement mortar, fixing in position, curing, lift charges etc., complete for finished item of work for Treads (APSS No.701 & 707)
Treads of 0.30 Mt wide
|  | cost of High polished Granite 16 to 18 mm thick up to 8' 00" (2.43M) black | 1.1 | Sqmt. | 2445.4851 | 1 | Sqmt. | 2690.0337
|  | Cement for jointing | 5.46 | Kgs | 7168 | 1000 | Kgs | 39.1373
|  | Coarse sand for mortor(C.M. 1:8) | 0.012 | cum | 437.12 | 1 | cum | 5.2454
Machinery
|  | Machine charges for rubbuing/polishing floor | 0.1 | day | 0 | 1 | day | 0
|  | LA charges on crew charges | 0% |  |  |  |  | 0
Labour
|  | 1st Class Mason | 0.31 | Nos. | 545 | 1 | Each | 168.95
|  | 2nd Class Mason | 0.11 | Nos. | 515 | 1 | Each | 56.65
|  | Man Mazdoor | 0.086 | Nos. | 490 | 1 | Each | 42.14
|  | Add water charges @1% on labour & materials | 1% |  | 3002.1564 |  |  | 30.0216
|  | Basic rate per 1 Sqmt. | [5 empty] | 3032.1779
|  | Rate for other Floors |  | GF | FF | SF | TF | FF
|  | Basic rate per 1 Sqmt. |  | 3032.1779 | 3032.1779 | 3032.1779 | 3032.1779 | 3032.1779
|  | Lift charges @ 10% extra on each floor |  |  | 26.77 | 53.55 | 80.32 | 107.1
|  |  |  | 3032.1779 | 3058.9479 | 3085.7279 | 3112.4979 | 3139.2779
|  | Add 13.615% over heads | 0 | 0 | 0 | 0 | 0 | 0
|  | Rate per Sqmt. | Say | 3032.1779 | 3058.9479 | 3085.7279 | 3112.4979 | 3139.2779
28 |  | In - situ - Granolithic Concrete Flooring 20mm thick with CC(1:1:2) Prop: using 6mm to 12mm size HBG machine crushed metal laid monolithically over 100mm thick CC flooring bed (1:5:10) with 40mm HBG metal in alternate panels of size not exceeding 1.50m x 1.50m and finishing the top surface to required smoothness and slopes, thread lining as directed by the Engineer - in - charge including cost and conveyance of all materials like cement, sand, water, etc. to site, seigniorage charges, sales and other taxes on all materials, all operational, incidental and labour charges such as mixing of cement concrete, laying, curing, lift charges etc., complete for finished item of work (APSS No.701 & 710)
|  | 6mm to 12mm HBG metal | 0.017 | cum | 1426.0033 | 1 | cum | 24.2421
|  | Sand | 0.0085 | cum | 437.12 | 1 | cum | 3.7155
|  | Cement | 12 | Kgs | 7168 | 1000 | Kgs | 86.016
|  | PCC bed (1:5:10) 100mm thick | 0.1 | cum | 3537.2798 | 1 | cum | 353.728
|  | 1st Class Mason | 0.125 | Nos. | 545 | 1 | Each | 68.125
|  | 2nd Class Mason | 0.006 | Nos. | 515 | 1 | Each | 3.09
|  | Manand women Mazdoor | 0.3 | Nos. | 490 | 1 | Each | 147
685.9166
|  | Add 13.615% over heads | 0 |  | 685.9166 |  |  | 0
|  | Rate per 1 Sqmt. |  |  |  |  | Total | 685.95
27 |  | Flooring with Ceramic Tiles of 7.3mm thick 1st. quality of Non-skid red or white full body Ceramic floor tiles of size not less than 300 x 300 mm and thickness between 7-8 size as approved by Engineer - in - charge set over a base coat of CM (1:8), 12mm thick laid over flooring bed / V.R.C.C. slab, with neat cement slurry of honey like consistency spread at the rate of 3.3 Kgs of cement per Sq.m and jointed with neat white cement paste to full depth mixed with pigment of matching shade including cost and conveyance of all materials like cement, sand, water, ceramic tiles etc. to site, sales and other taxes on all materials, all operational, incidental and labour charges such as mixing of cement mortar, laying, curing, lift charges etc., complete but excluding seigniorage charges for finished item of work.(APSS No.701 & 707)
Material
|  | Ceramic Tiles | 1.05 | Sqmt. | 315 | 1 | Sqmt. | 330.75
|  | Sand | 0.012 | cum | 437.12 | 1 | cum | 5.2454
|  | Cement | 2.16 | Kgs | 7168 | 1000 | Kgs | 15.4829
|  | Grey Cement for slurry | 3.3 | Kgs | 7168 | 1000 | Kgs | 23.6544
|  | White Cement for pointing | 0.2 | Kgs | 31 | 1 | Kgs | 6.2
Labour
|  | 1st Class Mason | 0.096 | Nos. | 545 | 1 | Each | 52.32
|  | 2nd Class Mason | 0.224 | Nos. | 515 | 1 | Each | 115.36
|  | Man Mazdoor | 0.33 | Nos. | 490 | 1 | Each | 161.7
|  | Add water charges @1% on labour & materials | 1% |  | 710.7127 |  |  | 7.1071
|  | Basic rate per 1 Sqmt. | [5 empty] | 717.8198
|  | Rate for other Floors |  | GF | FF | SF | TF | FF
|  | Basic rate per 1 Sqmt. |  | 717.8198 | 717.8198 | 717.8198 | 717.8198 | 717.8198
|  | Lift charges @ 10% extra on each floor |  |  | 32.94 | 65.88 | 98.81 | 131.75
|  |  |  | 717.8198 | 750.7598 | 783.6998 | 816.6298 | 849.5698
|  | Add 13.615% over heads | 0 | 0 | 0 | 0 | 0 | 0
|  | Rate per Sqmt. |  | 717.85 | 750.8 | 783.7 | 816.65 | 849.6
28 |  | Dadooing to walls with any color glazed tiles 1st. quality of any size of brand as approved by Engineer - in - charge and set over a base coat of CM (1:5), 12mm thick and neat cement paste at the rate of 3.3 Kg/Sqmt. and jointed with white cement paste mixed with pigment of matching shade including cost and conveyance of all materials like cement, sand, water, tiles, etc. to site, sales and other taxes on all materials, C921 such as mixing of cement mortar, laying in position, curing, lift charges etc., complete but excluding seigniorage charges for finished item of work (APSS No.701 & 707) in All Floors
|  | white glazed tiles of 18-20mm thick | 1.05 | Sqmt | 315 | 1 | Sqmt | 330.75
|  | Grey cement | 0.33 | Kgs | 7168 | 1000 | Kgs | 2.3654
|  | White cement | 0.6 | Kgs | 31 | 1 | Kgs | 18.6
|  | Cement for Cement Mortar CM (1:5) | 3.45 | Kgs | 7.17 | 1 | Kgs | 24.7365
|  | Sand Mortar CM (1:5) | 0.012 | Cum | 437.12 | 1 | Cum | 5.2454
Labour
|  | 1st Class Mason | 0.077 | Nos. | 545 | 1 | Each | 41.965
|  | Man Mazdoor | 0.08 | Nos. | 490 | 1 | Each | 39.2
|  | Add water charges @1% on labour & materials | 1% |  | 462.8624 |  |  | 4.6286
|  | Basic rate per 1 Sqmt. | [5 empty] | 467.49
|  | Rate for other Floors |  | GF | FF | SF | TF | TF
|  | Basic rate per 1 Sqmt. |  | 467.49 | 467.49 | 467.49 | 467.49 | 467.49
|  | Lift charges @ 10% extra on each floor |  |  | 8.12 | 16.23 | 24.35 | 32.47
|  |  |  | 467.49 | 475.61 | 483.72 | 491.84 | 499.96
|  | Add 13.615% over heads | 0 | 0 | 0 | 0 | 0 | 0
|  | Rate per Sqmt. |  | 467.5 | 475.65 | 483.75 | 491.85 | 500
29 |  | Whiting to walls and ceiling in two coats with Birla White or equavalent quality to give an even shade after thoroughly brushing the surface to remove all loose powdered materials including cost and conveyance of all materials and water to site, sales & other taxes, all operational, incidental and labour charges such as cleaning the surface, painting, curing etc., complete for finished item of work for internal walls. (APSS No.901 & 908) in All Floors
|  | Surya Cem | 0.2 | kgs | 31 | 1 | kgs | 6.2
|  | Painter | 0.021 | Nos. | 548 | 1 | Each | 11.508
|  | Man Mazdoor | 0.032 | Nos. | 490 | 1 | Each | 15.68
|  | sundries including brushes,ladders, etc., | 1% |  | 33.388 |  |  | 0.33388
33.7219
|  | Add 13.615% over heads | 0 |  | 33.7219 |  |  | 0
|  | Rater per 1 Sqmt. for all floors |  |  |  |  | Total | 33.75
29 |  | Painting to Iron work with two coats of ready mixed synthetic enamel paint first quality all shades over an existing steel primer including cost and conveyance of all materials to site, sales & other taxes, incidental, operational and all labour charges etc., complete for finished item of work. (APSS No. 1201, 1207 & 1212).in All Floors
|  | Cost of Synthetic Enamel Paint | 0.11 | Ltr | 264 | 1 | Ltr | 29.04
|  | 1st Class Painter | 0.033 | Nos. | 625 | 1 | Each | 20.625
|  | 2nd Class Painter | 0.077 | Nos. | 515 | 1 | Each | 39.655
89.32
|  | Add 13.615% over heads | 0 |  | 89.32 |  |  | 0
|  | Rater per 1 Sqmt. for all floors |  |  |  |  | Total | 89.35
30 |  | Reinforced cement mortar Facia 5 cm thick in CM (1:3) for drop walls, Fins & staircase railing with rabbit wire mesh & nominal reinforcement as directed by Engineer-in-charge with dubara spong finishing including cost & conveyence of all materials to site, including sales and other taxes on all materials and all operational, incidental charges such as labour charges, like mixing cement mortar, scaffolding charges, lift charges, curing, for making 50 mm thick RCM Paradah walls (RCM Drop walls) including tying Rabbit (chicken) wire mesh to the existing mild steel / HYSD Steel reinforcement applying mortar lumps, finishing, plastering to both faces, sponge finishing etc complete for finished item of work but excluding cost of steel and its fabrication charges and seigniorage charges in All Floors
materials
|  | Costof rabit wire mesh | 1.33 | Sqmt | 20 | 1 | Sqmt | 26.6
|  | 53 Grade cement | 31.91 | Kgs | 7168 | 1000 | Kgs | 228.7309
|  | Cost of coarse sand | 0.058 | Cum | 437.12 | 1 | Cum | 25.353
Labour
|  | 1st Class Mason | 0.8 | Nos. | 545 | 1 | Each | 436
|  | Miller operator | 0.1 | Nos. | 545 | 1 | Each | 54.5
|  | Man Mazdoor | 1 | Nos. | 490 | 1 | Each | 490
|  | Hire charges of miller | 0.2 | Hour | 397.5 | 1 | Hour | 79.5
1340.6838
|  | Add water charges @ 1% on cost of material & Labour | 1340.6838 |  | 0.01 |  |  | 13.41
|  | Basic rate per 1 Sqmt. | [5 empty] | 1354.0938
|  | Rate for other Floors |  | GF | FF | SF | TF | FF
|  | Basic rate per 1 Sqmt. |  | 1354.0938 | 1354.0938 | 1354.0938 | 1354.0938 | 1354.0938
|  | Lift charges @ 10% extra on each floor |  |  | 106 | 212 | 318 | 424
|  |  |  | 1354.0938 | 1460.0938 | 1566.0938 | 1672.0938 | 1778.0938
|  | Add 13.615% over heads | 0 | 0 | 0 | 0 | 0 | 0
|  | Rate per Sqmt. |  | 1354.1 | 1460.1 | 1566.1 | 1672.1 | 1778.1
31 |  | Painting to New wood work with two coats of ready mixed synthetic enamel paint Grade I all shades to give an even shade over base coat Primer with Luppam finishing after thoroughly brushing the surface to remove all remains including cost and conveyance of all materials to site, sales & other taxes, all operational, incidental and labour charges etc., complete for finished item of work.(3 coats) (APSS No. 1201 & 1212).in All Floors
PRIMARY COAT
|  | Luppam finish | 0.1 | Kg. | 152 | 1 | Kg | 15.2
|  | Ready mixed primer | 0.07 | lit | 152 | 1 | Lt | 10.64
|  | Ist class painter | 0.021 | Nos. | 625 | 1 | Each | 13.125
|  | 2nd class painter | 0.049 | Nos. | 515 | 1 | Each | 25.235
TWO COATS OF PAINTING
|  | Synthetic enamel paint | 0.12 | lit | 264 | 1 | lit | 31.68
|  | 1st class painter | 0.036 | Nos. | 625 | 1 | Each | 22.5
|  | 2nd class painter | 0.084 | Nos. | 515 | 1 | Each | 43.26
161.64
|  | Add 13.615% over heads | 0 |  | 161.64 |  |  | 0
|  | Rate per 1 Sqmt. for all Floors |  |  |  |  | Total | 161.65
32 |  | S&F of pre-cast RCC Grills of any design of 50 mm thick manufactured with M-30 grade of concrete using vibro-compaction process using joint less FRP moulds to achieve shuttering finish and adequately reinforced for long use and to prevent damage during handling, transportation & erection etc.,complete for finished item of work in All Floors.
|  | Rate as per SSR | 1 | Sqmt | 602 | 1 | Sqmt | 602
|  | Add 13.615% over heads | 0 |  | 602 |  |  | 0
|  | Rate per Sqmt. |  |  |  |  | Total | 602
33 |  | Supply and Fixing MS Pipes 50mm dia including Labour Charges for fixing complete including cost and conveyance of all materials to site, sales and other taxes, all labour charges etc., complete for finished item of work
|  | Cost of MS Pipe 50mm dia asper (TBSC-E.I-15) | 5.1 | Kgs. | 65 | 1 | Kgs. | 331.5
|  | Fabrication, Cutting and Fixing charges (TBSC-T.I-18) | 5.1 | Kgs. | 30 | 1 | Kgs. | 153
484.5
|  | Add 13.615% over heads | 0 |  | 484.5 |  |  | 0
|  | Rate per Rmt. | [5 empty] | 484.5
32 |  | Painting to New walls with two coats of Acrylic Emulsion paint of superior quality of approved brand and shade over base coat of cement primer interior grade -I making three coats in all to give an even shade after thoroughly brushing the surface to remove all loose powdered materials, including cost and conveyance of all materials, including cost and conveyance of all materials, cost of brushes, water to site, etc., sales & other taxes, all operational, incidental and labour charges such as scaffolding charges, lift charges, curing etc., complete for finished item of work in all floors for internal Walls.(APSS No. 912) in All Floors
|  | Cement Primer Grade I | 0.1 | Kgs | 158 | 1 | Kgs | 15.8
|  | Arcylic Emulsion Paint | 0.08 | Ltr | 205 | 1 | Ltr | 16.4
Labour for Priming Coat
|  | 1st class painter | 0.021 | Nos. | 625 | 1 | Each | 13.125
|  | 2nd class painter | 0.049 | Nos. | 515 | 1 | Each | 25.235
Labour for Two Coats
|  | 1st class painter | 0.036 | Nos. | 625 | 1 | Each | 22.5
|  | 2nd class painter | 0.084 | Nos. | 515 | 1 | Each | 43.26
136.32
|  | Add 13.615% over heads | 0 |  | 136.32 |  |  | 0
|  | Rater per 1 Sqmt. for all floors |  |  |  |  | Total | 136.35
33 |  | Providing and applying Wall putty of White Cement or Polymer or Cement based of average 1 to 2 mm thickness over plastered surface to prepare the surface even and smooth after thoroughly brushing the surface to remove all dirt and remains of loose powdered materials, applying emery paper, Sand the surface, clean & wipe off loose dust, applying knifing paste filler by putty knife / muslin pad, air dry for 2 - 3 hrs, sand with 180 and 320 No., emery paper for the surface preparation including cost and conveyance of all materials to work site and all operational, incidental, labour charges, over heads and contractors profit etc., complete for finished item of work in all floors for Internal walls
(As per Amendment in SoR 2011-12)
Unit = 10 Sqm
|  | wall putty TBSC-G.I-03 | 23 | Kgs | 35 | 1 | Kgs | 805
|  | Painter 1st class | 0.273 | Nos. | 625 | 1 | Each | 170.625
|  | Painter 2nd class | 0.637 | Nos. | 515 | 1 | Each | 328.055
|  | Mazdoor | 0.91 | Nos. | 490 | 1 | Each | 445.9
|  | Sundries for emery papers, fillers, knife etc., @ 1% | 0.01 |  | 1749.58 |  |  | 17.4958
1767.0758
|  | Add 13.615% over heads | 0 |  | 1767.0758 |  |  | 0
|  | Rater per 10 Sqmt. for all floors |  |  |  |  | Total | 1767.1
176.71
|  | Rater per 1 Sqmt. for all floors | [5 empty] | 176.7
33 |  | Painting to New walls with two coats of Acrylic Emulsion paint of superior quality of approved brand and shade over base coat of cement primer exterior grade -II making three coats in all to give an even shade after thoroughly brushing the surface to remove all loose powdered materials, including cost and conveyance of all materials, including cost and conveyance of all materials, cost of brushes, water to site, etc., sales & other taxes, all operational, incidental and labour charges such as scaffolding charges, lift charges, curing etc., complete for finished item of work in all floors for external Walls.(APSS No. 912) in All Floors
|  | Cement Primer Grade II | 0.1 | Kgs | 201 | 1 | Kgs | 20.1
|  | Arcylic Emulsion Paint | 0.08 | Ltr | 215 | 1 | Ltr | 17.2
Labour for Priming Coat
|  | 1st class painter | 0.021 | Nos. | 625 | 1 | Each | 13.125
|  | 2nd class painter | 0.049 | Nos. | 515 | 1 | Each | 25.235
Labour for Two Coats
|  | 1st class painter | 0.021 | Nos. | 625 | 1 | Each | 13.125
|  | 2nd class painter | 0.049 | Nos. | 515 | 1 | Each | 25.235
|  | Mazdoor | 0.15 | Nos. | 490 | 1 | Each | 73.5
187.52
|  | Add 13.615% over heads | 0 |  | 187.52 |  |  | 0
|  | Rater per 1 Sqmt. for all floors |  |  |  |  | Total | 187.55
34 |  | Providing expansion joint treatment with ploy sulphide compound of approved make of finsihed size 25 x 25 mm including making of 25mm x 25mm groove and primer coat over finished groove with finishing of edges true to straight line and level over the finished surface of expansion joint including cost and convenyance of all materials to site, all incidental , operational , labour charges etc., complete for finished item of work as per approved drawing ( for all floors on top slab i.e, in the flooring and for internal vertical joints of grooves in dadooing surface).
|  | as per SSR TBSC-Q.VII-07 | 1 | RM | 687 | 1 | RM | 687 |  | TBSC-Q.VII-07
|  | Add 13.615% over heads | 0 |  | 687 |  |  | 0
|  | Rate per 1 Rmt | [5 empty] | 687
35 |  | Providing and Fixing of 24 guage alluminium sheet over expansion joint groove of width 15cm fixed to walls / columns at one edge and resting over the other blcok walls / columns concealing expansion joint with slotted holes for free edge of aluminium sheet to faciliate free movement of aluminium sheet over the finished surface of expansion joint and wall face using sheet metal screws with nylon receiver complete including cost and convenyance of all materials to site, all incidental , operational labour charges etc.,, complete for finsihed item of work as per approved drawing ( for all floors for vertical joints and bottom of slab).
|  | Cost of alluminium sheet 24 Gauge TBSC-R.I-23 | 1 | Sqm | 274 | 1 | Sqm | 274 |  | TBSC-R.I-23
274
|  | Add 13.615% over heads | 0 |  | 274 |  |  | 0
|  | Rate per 1 Sqm | [5 empty] | 274
36 |  | Providing and Fixing of expansion joint filler board for Buildings , Columns , Beams and Slabs Armour Board " sillfill including cost and convenyance of all materials to site, all incidental, operational , labour charges etc., complete for finished item of work as per approved drawing for all floors
|  | Rate as per SSR TBSC-Q.VIII-05 | 1 | Sqm | 366 | 1 | Sqm | 366
|  | Add 13.615% over heads | 0 |  | 366 |  |  | 0
|  | Rate per 1 Sqm |  |  |  |  | toal | 366
34 |  | Providing and laying of cinder concrete in cement cinder mix (1:1.5) prop. Using 12.5 mm nominal size cinder laid in layers and compacted as directed for filling sunken floors including cost and conveyence of all materials, water to the work site, seinerage charges and all operational, incidental labour charges such as mixing cement & cinder etc. complete for finished item of work.
|  | cost of cinder meterial TBSC-R.I-02 | 1 | cum | 808 | 1 | cum | 808
|  | 43 Grade cement | 95 | Kgs | 7168 | 1000 | Kgs | 680.96
|  | 1st Class Mason | 0.1 | Nos. | 545 | 1 | Each | 54.5
|  | Man mazdoor | 2.36 | Nos. | 490 | 1 | Each | 1156.4
2699.86
|  | Add 13.615% over heads | 0 |  |  |  |  | 0
|  | Rate per 1 cum | [5 empty] | 2699.9
35 |  | Supply & applying Melamine Polish Glossy/ Matt finish to the wood works over 2 with more coats of French spirit polish duly cleaning the surface and applying emery paper, Sand the wood with 180 No., emery paper and then with 320 No., emery paper, clean & wipe off loose dust, applying suitable knifing paste filler / wood filler by putty knife / muslin pad, air dry for 2 - 3 hrs, sand with 180 and 320 No., emery paper, apply two component wood sealer, air dry for 24 hrs, Sand with 320 No emery paper, applying one coat of approved spraying thinner (for spraying)/ applying one coat of approved brushing thinner or general purpose thinner (for brushing) and apply (either with spray or brush) two coats of approved brand melamine including cost & labour charges, emery papers, cost of thinner & melamine polish of approved brands such as Jenson & Nicholson, Asian Paints, Berger Paints or equivalent etc., complete for finished item of work
Unit = 1 SQM
A) MATERIALS :
|  | Melamine polishTBSC-G.VII-01 | 0.065 | L | 317 | 1 | L | 20.61
B) LABOUR
|  | Painter 1st class | 0.24 | day | 625 | 1 | day | 150
|  | Painter 2nd class | 0.56 | day | 515 | 1 | day | 288.4
|  | Helper | 0.8 | day | 490 | 1 | day | 392
851.01
|  | Overheads & Contractors Profit | 0 |  | 851.01 |  |  | 0
851.01
|  | Rate for 1 sq.m | [5 empty] | 85.101
[7 empty] | or say | 851.05
36 |  | For French spirit polishing two or more coats on new wood work including coat of filler
A. MATERIALS :
|  | Shellac TBSC-G.I-16 | 0.228 | Kg | 188 | 1 | Kg | 42.86
|  | Spirit TBSC-G.I-12 | 1.63 | L | 101 | 1 | L | 164.63
B. LABOUR
|  | Painter day | 3.2 | day | 625 | 1 | day | 2000
|  | Sundries such as pigment, terpentaine, sand paper, putty, wood filler, white woolen cloth, linseed oil, cotton etc., LS | L.S |  |  |  |  | 0
|  | Total cost for 10 sqm | [5 empty] | 2207.49
|  | Overheads & Contractors Profit | 0 |  | 2207.49 |  |  | 0
2207.49
220.749
|  | RATE PER 1 SQM |  |  |  |  | or say | 221
|  | Total rate per 1 sqm | [5 empty] | 1072.05
37 |  | Supplying , laying , aligning & jointing of RCC Hume Pipes of 300mm dia NP2 class including all necessary fixtures like collars of respective diameter including cost and convenyance of all materilas to site, sales and othe taxes on all materials , lifting, placing and fixing in position for finished item of work.
for 12 Rmt
|  | As per SSR Item No : (Table No.1) | 10 | Rmt | 450 | 1 | Rmt | 4500
|  | Add collars (Table No.2) | 3 | Nos | 111 | 1 | Nos | 333
|  | Labour charges for laying & jointing | 10 | Rmt | 305 | 1 | Rmt | 3050
|  | Rate per 10 Rmt. | [5 empty] | 7883
|  | Rate per 1 Rmt. | [5 empty] | 788.3
|  | Add 13.615% over heads | 0 |  |  |  |  | 0
788.3
|  | RATE PER 1 Rmt |  |  |  |  | or say | 789
38 |  | Manufacturing supplying and fixing of MS gate for compound wall by using MS tubes, angles and square rods as per approved designs and drawings including fixing in position, cost conveyance of all materials and labour charges for finished item of work
|  | Cost of structural steel members | 1 | Kg | 74.34 | 1 | Kg | 74.34
|  | Fabrication chargesTBSC-T.I-16 | 1 | Kg | 31 | 1 | Kg | 31
|  | Labour charges for fixing in positionTBSC-T.I-17 | 1 | Kg | 4 | 1 | Kg | 4
109.34
|  | Overheads & Contractors Profit | 0 |  | 109.34 |  |  | 0
109.34
[6 empty] | kg | or say | 109.4
39 |  | Proviging plinth protection with a bed of 100mm thick PCC (1:5:10) using 40mm size HBG metal and on top of PCC, 20 mm thick granolithic concrete flooring with CC (1:1:2) prop; machine crushed metal of size 6mm to 12 mm laid monolithically already laid in alternate panels and finishing the top surface to required smoothness and slopes inculing grooves, thread lining as cost and coveyance of all materials to site including seignorage charges, sales & other taxes and all materials and operatinal & incidental and labour charges like mixing of cement concrete, laying ,curing lift charges etc., complete including of CC bedfor finished item of work (APSS No.701 & 710)
|  | 6MM To 12MM HBG metal | 0.17 | Cum | 1426.0033 | 1 cum |  | 242.42
|  | Sand | 0.085 | Cum | 437.12 | 1 cum |  | 37.16
|  | cement | 120 | Kgs | 7168 | 1000 kgs |  | 860.16
|  | PCC BED (1:5:10) 100mm thick | 1 | Cum | 3537.2798 | 1 cum |  | 3537.28
|  | 1 st class Mason | 1.25 | Nos | 545 | each |  | 681.25
|  | 2 nd class mason | 0.06 | Nos | 515 | each |  | 30.9
|  | Man mazdoor | 2.5 | Nos | 490 | each |  | 1225
|  | women mazdoor | 0.5 | Nos | 490 | each |  | 245
|  | Rate per 10 sqm | [5 empty] | 6859.17
|  | Rate per 1 sqm | [5 empty] | 685.917
|  | Add 13.615% over heads | 0 |  |  |  |  | 0
[6 empty] | Rate per 1 sqm |  | 685.95
36 |  | Flooring with Nano polished vitrified floor tiles of 1st quality and make as approved by Engineer-in-charge of size not less than 600 mm x 600 mm , 8mm thickness regular finish and normal colours with borders and design as per the approved flooring pattern as directed by the Engineer-In -Charge, laying tiles using spacers of 2mm thick, set over a base coat of CM (1:8) prop. 12mm thick using screened sand over CC bed already laid or RCC roof slab , including neat cement slurry of honey like consistancy spread @ 3.3 kgs per Sqm. and jointed neately with white cement paste to full depth mixed with pigment of matching shade including cost and conveyance of all materials like cement, sand, water, tiles, white cement etc., to site (excluding cost of C.C. bed) including cost of base coat and all labour charges for mixing of cement mortar, laying tiles to required slope as directed by the Engineer- in-charge etc.,and overheads & contractors profit complete for finished item of work. (APSS No.701 & 707)
(BLD-CSTN-9-5)
Unit = 10 sqm.
A. MATERIALS:
|  | Vitrified polish floor tiles 600 x 600 mm of 8 to 10 mm thickness normal colour 1 st quality | 10.5 | Sqm | 443 | 1 | Sqm | 4651.5
|  | Cement for CM(1:8)proportion for base coat | 21.6 | Kgs | 7168 | 1000 | Kgs | 154.8288
|  | Cement for slurry | 33 | Kgs | 7168 | 1000 | Kgs | 236.544
|  | Cement for pointing | 6 | Kgs | 7168 | 1000 | Kg | 43.008
|  | Sand for CM(1:8) | 0.12 | Cum | 437.12 | 1 | Cum | 52.4544
B .LABOUR
|  | Mason 1st class | 0.96 | Nos | 545 | 1 | Each | 523.2
|  | Mason 2nd class | 2.24 | Nos | 515 | 1 | Each | 1153.6
|  | Mazdoor(un skilled) | 3.3 | Nos | 490 | 1 | Each | 1617
|  | Add for MA @ 0% |  |  | 1550 |  |  | 0
|  | Add water charges 1% | 0.01 |  | 8432.1352 |  |  | 84.3214
|  | Rate for 10sqm | [5 empty] | 8516.4566
|  | Rate for other Floors |  | GF | FF | SF | TF | FF
|  | Rate as worked out above |  | 8516.4566 | 8516.4566 | 8516.4566 | 8516.4566 | 8516.4566
|  | Lift charges ( Page 131 of Std. Data ) |  | 0 | 329.38 | 658.76 | 988.14 | 1317.52
|  | Add for MA @0% | 0% | 0 | 0 | 0 | 0 | 0
|  |  |  | 8516.4566 | 8845.8366 | 9175.2166 | 9504.5966 | 9833.9766
|  | Add 13.615% over heads | 0% | 0 | 0 | 0 | 0 | 0
|  | Rate per 10 Sqm |  | 8516.4566 | 8845.8366 | 9175.2166 | 9504.5966 | 9833.9766
|  | Rate per 1 Sqm |  | 851.6457 | 884.5837 | 917.5217 | 950.4597 | 983.3977
|  | Say |  | 852 | 885 | 918 | 950 | 983
37 |  | Providing skirting to internal walls to 10 cm height with Nano polished vitrified tiles 8mm thick , regular finish and normal colour, length equal to flooring tiles, set over base coat of CM(1:5) 12 mm thick using screened sand with cement slurry of honey like consistency spread at the rate of 3.30 kgs per sqm and jointing with white cement paste mixed with pigment of matching shade to full depth, including cost of all materials like tiles, cement, sand and water etc.,and overheads & contractors profit complete for finished item of work.(APSS No.701 &707)
(BLD-CSTN-9-20)
Unit = 10 sqm
|  | Cost of vitrified tiles 8mm thick | 10.5 | sqm | 443 | 1 | sqm | 4651.5
|  | Sand for CM(1:5) base coat | 0.12 | cum | 437.12 | 1 | cum | 52.4544
|  | Cement for CM(1:5) base coat | 34.56 | Kgs | 7168 | 1000 | Kgs | 247.7261
|  | Cement for slurry | 33 | Kgs | 7168 | 1000 | Kgs | 236.544
|  | White cement for jointing & pointing | 2 | Kgs | 29 | 1 | Kg | 58
B.LABOUR
|  | Mason 1st class | 0.96 | Nos. | 545 | 1 | Each | 523.2
|  | Mason 2nd class | 2.24 | Nos. | 515 | 1 | Each | 1153.6
|  | Mazdoor(unskilled) | 3.3 | Nos. | 490 | 1 | Each | 1617
|  | Add for MA @ 0% |  |  | 1060 |  |  | 0
|  | Add water charges 1% | 0.01 |  | 8540.0245 |  |  | 85.4002
|  | Rate for 10 sqm | [5 empty] | 8625.4247
|  | Rate for other Floors |  | GF | FF | SF | TF | FF
|  | Rate as worked out above |  | 8625.4247 | 8625.4247 | 8625.4247 | 8625.4247 | 8625.4247
|  | Lift charges ( Page 131 of Std. Data ) |  | 0 | 329.38 | 658.76 | 988.14 | 1317.52
|  | Add for MA @ | 0% | 0 | 0 | 0 | 0 | 0
|  |  |  | 8625.4247 | 8954.8047 | 9284.1847 | 9613.5647 | 9942.9447
|  | Overheads | 0% | 0 | 0 | 0 | 0 | 0
|  | Rate per 10 Sqm |  | 8625.4247 | 8954.8047 | 9284.1847 | 9613.5647 | 9942.9447
|  | Rate per 1 Sqm |  | 862.5425 | 895.4805 | 928.4185 | 961.3565 | 994.2945
|  | Rate per 1 RM |  | 86.2542 | 89.548 | 92.8418 | 96.1356 | 99.4294
|  | Say |  | 86 | 90 | 93 | 96 | 99.4
38 |  | Flooring with 16 to 18mm thick high polished granite stone slabs of other than black colour and regular colours approved by the engineer-incharge laid over existing CC bed or roof slab set over a base coat of CM (1:8), 12mm thick and pointing with CM(1:3) to full depth of flooring slabs dully filling joints neatly , including cost and conveyance of all materials like flooring stones, cement, sand, water, etc. to site, sales and other taxes on all materials, all operational, incidental and labour charges such as mixing of cement mortar, laying, pointing, curing, lift charges etc., complete but excluding seigniorage charges for finished item of work.(APSS No.703 & 701)
|  | High polished granite 16 to 18mm thick | 1.05 | Sqmt. | 2845 | 1 | Sqmt. | 2987.25
|  | cost of cement for Cement Mortar (1:8) | 2.16 | kg | 7168 | 1000 | kg | 15.4829
|  | sand for Cement Mortar (1:8) | 0.012 | cu.m. | 437.12 | 1 | cu.m. | 5.2454
|  | Pointing with CM (1:3) | 1 | Sqmt. | 169.95 | 1 | Sqmt. | 169.95
|  | 1st Class Mason | 0.096 | Nos. | 545 | 1 | Each | 52.32
|  | 2nd Class Mason | 0.224 | Nos. | 515 | 1 | Each | 115.36
|  | Man Mazdoor | 0.22 | Nos. | 490 | 1 | Each | 107.8
|  | Woman Mazdoor | 0.11 | Nos. | 490 | 1 | Each | 53.9
|  | Add water charges @1% on labour & materials | 1% |  | 3507.3083 |  |  | 35.0731
|  | Basic rate per 1 Sqmt. | [5 empty] | 3542.3814
|  | Rate for other Floors |  | GF | FF | SF | TF
|  | Basic rate per 1 Sqmt. |  | 3542.3814 | 3542.3814 | 3542.3814 | 3542.3814
|  | Lift charges @ 10% extra on each floor |  |  | 32.94 | 65.88 | 98.81
|  |  |  | 3542.3814 | 3575.3214 | 3608.2614 | 3641.1914
|  | Add 13.615% over heads | 0 | 0 | 0 | 0 | 0
|  | Rate per 1 Sqmt. | Total | 3542.4 | 3575.35 | 3608.3 | 3641.2
|  | with length equal to flooring stones set over a base coat of CM (1:3), 12mm thick with cement slurry of honey like consistency spread @ 3.3 Kgs per sqm and jointed with neat cement paste mixed with pigment of matching shade to full depth (joints of stone should be flushed), including cost and conveyance of all materials like cement, sand, water, flooring stones etc. to site, sales and other taxes on all materials, all operational, incidental and labour charges such as dressing of flooring stones to the required sizes, mixing of cement mortar, laying, jointing, curing, lift charges etc., complete but excluding seigniorage charges for finished item of work.(APSS No.701 & 707) | Providing skirting to internal walls 12.5 Cm high with
39 |  | Providing skirting to internal walls 12.5 Cm high with 16 to 18mm thick high polished granite stone slabs of other than black colour and regular colours approved by the engineer-incharge with length equal to flooring stones set over a base coat of CM (1:3), 12mm thick with cement slurry of honey like consistency spread @ 3.3 Kgs per sqm and jointed with neat cement paste mixed with pigment of matching shade to full depth (joints of stone should be flushed), including cost and conveyance of all materials like cement, sand, water, flooring stones etc. to site, sales and other taxes on all materials, all operational, incidental and labour charges such as dressing of flooring stones to the required sizes, mixing of cement mortar, laying, jointing, curing, lift charges etc., complete but excluding seigniorage charges for finished item of work.(APSS No.701 & 707)
Material
|  | High polished granite 16 to 18mm thick | 1.1 | Sqmt. | 2845 | 1 | Sqmt. | 3129.5
|  | sand for Cement Mortar (1:3) | 0.012 | cu.m. | 437.12 | 1 | cu.m. | 5.2454
|  | cement for Cement Mortar (1:3) base coat | 5.76 | Kgs | 7168 | 1000 | Kgs | 41.2877
|  | Cement for slurry | 3.3 | Kgs | 7168 | 1000 | Kgs | 23.6544
Labour
|  | 1st Class Mason | 0.096 | Nos. | 545 | 1 | Each | 52.32
|  | 2nd Class Mason | 0.224 | Nos. | 515 | 1 | Each | 115.36
|  | Man Mazdoor | 0.31 | Nos. | 490 | 1 | Each | 151.9
|  | Add water charges @1% on labour & materials | 1% |  | 3519.2675 |  |  | 35.1927
|  | Basic rate per 1 Sqmt. | [5 empty] | 3554.4602
|  | Rate for other Floors |  | GF | FF | SF | TF
|  | Basic rate per 1 Sqmt. |  | 3554.4602 | 3554.4602 | 3554.4602 | 3554.4602
|  | Lift charges @ 10% extra on each floor |  |  | 35.48 | 70.95 | 106.43
|  |  |  | 3554.4602 | 3589.9402 | 3625.4102 | 3660.8902
|  | Add 13.615% over heads | 0 | 0 | 0 | 0 | 0
|  | Rate per 1 Sqmt. | Total | 3554.5 | 3589.95 | 3625.45 | 3660.9
40 |  | Painting to new walls with 2 coats of Acrylic based Oil bound Washable Distemper having VOC content less than 50 grams/litre over promer coat using white cemnt as approved by Engineer-In-Charge, making 3 coats in all to give an even shade after thourughly brushing the surface to remove all dirt and remains of loose powdered materials, including cost and conveyance of all materials to work site and all operational, incidental, labour charges etc., and overheads & contractors profit complete for finished item of work as per APSS 911 for internal walls in all floors.
(BLD-CSTN-12-1)
Unit = 10 Sqm
|  | Cost of White Cement | 0.5 | Kg | 31 | 1 | Kg | 15.5
|  | Painter 1st class | 0.08 | Nos. | 625 | 1 | Each | 50
|  | Painter 2nd class | 0.19 | Nos. | 515 | 1 | Each | 97.85
|  | Cost of washable Oil Bound Distemper | 1.7 | Ltrs | 57 | 1 | Ltr | 96.9
|  | Painter 1st class | 0.36 | Nos. | 625 | 1 | Each | 225
|  | Painter 2nd class | 0.84 | Nos. | 515 | 1 | Each | 432.6
|  | Sundries including brushes , ladders etc., @ 1% | 0.01 |  | 917.85 |  |  | 9.18
927.03
|  | Overheads | 0% |  | 927.03 |  |  | 0
|  | Rate per 10 sqm | [5 empty] | 927.03
|  | Rate per 1 sqm | [5 empty] | 92.703
[7 empty] | Say | 92.8
38 |  | Flooringwith 16 to 18mm thick high polished granite stone slabs of black colour approved by the engineer-incharge laid over RCC slab or bed alredy laid and set over base coat of CM (1:8) 20mm thick including neat cement , slurry of honey like consistency spread at the rate of 3.30kg per sqm and joined with neat white cement paste mixed with pisment of matching shade to ful allmaterials to work site depth including cost and conveyence of and all materials to work site and operational , incidentallabour and lift charges and seignorage charges etc., complete for finshed item of work for platform in kitchen/diniing (SS 701 & special)
Materials
|  | High polished granite 16 to 18mm thick | 10.5 | Sqm | 2445.4851 | 1 sqm | Sqm | 25677.59
|  | corese sand for C.M. 1:8 | 0.2 | Cum | 437.12 | 1 cum | Cum | 87.42
|  | Cement for CM1: 8 base coat | 36 | Kgs | 7168 | 1000 kgs | Kgs | 258.05
|  | Cement for slurry | 33 | Kgs | 7168 | 1000 kgs | Kgs | 236.54
|  | Cement for joining | 6 | Kgs | 7168 | 1000 kgs | Kgs | 43.01
Labour
|  | 1 st class mason | 3 | Nos | 545 | each | Nos | 1635
|  | 2nd class mason | 1 | Nos | 515 | each | Nos | 515
|  | Man Mazdoor | 8 | Nos | 490 | each | Nos | 3920
32372.61
|  | Rete per 1 sqm | [5 empty] | 3237.26
|  | Add 13.615% over heads | 0 |  |  |  |  | 0
|  | Rete per 1 sqm | [5 empty] | 3237.3
39 |  | Half Rounding the edges of granite slab including polishing all labour charges, hire charegs of tools and plants All incidental charges etc., complete for finished item of work as directed by the engineer incharge
|  | As per SSR TBSC-T.I-11 | 1 | RMT | 387 | 1 | RMT | 387
|  | Add 13.615% over heads | 0 |  |  |  |  | 0
|  | Rate per RM |  |  |  |  | total | 387
40 |  | Supply and fixing of 110mm dia ISI mark PVC rain water spouts of 4 Kg/cm2 pressure including Cost of necessary pvc bends, shoes and M.S.clamps and all other accessories and fixing in position including cost and conveyance of all materials to site , seigniorage charges sales and other taxes on all materials, all operational, incidental and labour cahrges such as fixing in alignment etc., complete for finished item of work.(APSS NO1328) in All Floors | [7 empty] | to be verified
|  | Cost of 110mm dia PVC Pipe 4Kg/Sq cm.TBSP-H.I-03 | 3 | Rmt. | 159.6667 | 1 | Rmt | 479
|  | Cost of P.V.C.Bend TBSP-H.II-12 | 1 | No. | 83 | 1 | No | 83 |  | TBSP-A.II-23
|  | Cost PVC shoe TBSP-H.II- 18 | 1 | No. | 70 | 1 | No | 70
|  | Cost of Clips TBSP-H.II- 61 | 3 | Nos. | 18 | 1 | No | 54
|  | Plumber 1st Class-I.36 | 0.3 | Nos. | 635 | 1 | Each | 190.5
|  | Plumber 2nd class-II.9 | 0.7 | Nos. | 515 | 1 | Each | 360.5
|  | Man Mazdoor | 1 | No. | 490 | 1 | Each | 490
[5 empty] | Rate per 3 Rmt. |  |  | 1727
575.6667
|  | Add 13.615% over heads | 0 |  | 575.6667 |  |  | 0
|  | Rate per Rmt. |  |  |  |  | Total | 575.7
41 |  | Roofing will be provided with 0.5mm thick galvanized / pre painted G.I. profiled sheets fixed to the purlins with 14 size self drilling screws with neoprene washer. Side laps are stitched with self tapping / drilling screws. End laps are to be sealed with 25x3 mm Butyl tape. The sheets are provided with anti capillary grove.
|  | basic rate ( TBSC-R.I-39) | 1 | sqm | 762 | 1 | sqm | 762
|  | Overheads & Contractors Profit | 0% |  | 762 |  |  | 0
762
[6 empty] | Per Sqm | or say | 762
42 |  | Flooring with chequered cement concrete heavy duty tiles confirming to IS:13801 using aggregates, cement, pigments of size 300mm x 300mm and thickness 25mm of any shade as approved by Engineer - In - Charge set over base coat of cement mortar (1:6), 12 mm thick using screened sand over CC bed alredy laid or RCC roof slab including neat cement slurry of honey like consistency spread @ 3.3 kgs per sqm and jointed with neat white cement to full depth mixed with pigment of matching shade including cost and conveyance of all materials like cement, sand, water and tiles etc.,and overheads & contractors profit complete for finished item of work.
(BLD-CSTN-9-4)
Unit = 10 sqm
A. MATERIALS:
|  | precast terrazzo chequered tiles 25mm thick TBSC-C.VIII-04 | sqm | 10.05 | 288 | 1 | Sqm | 2894.4
|  | Cement for CM (1:6) proportion for base coat | kg. | 28.8 | 7168 | 1000 | Kgs | 206.44
|  | Cement for slurry | kg. | 33 | 7168 | 1000 | Kgs | 236.54
|  | White cement | kg. | 2 | 29 | 1000 | Kg | 0.06
|  | Pigment | kg.
|  | Sand for CM(1:8) | cum | 0.12 | 437.12 | 1 | Cum | 52.45
|  | Seigniorage charges of sand | cum
B. MACHINERY
Nill
C. LABOUR
|  | Mason 2nd class | day | 0.96 | 515 | 1 | day | 494.4
|  | Man mazdoor | day | 2.24 | 490 | 1 | day | 1097.6
|  | Mazdoor (unskiled) | day | 3.3 | 490 | 1 | day | 1617
|  | Add water charges 1% | 0.01 |  | 6598.89 |  |  | 65.99
6664.88
|  | Add 13.615% over heads | 0 |  | 6664.88 |  |  | 0
|  | Rate per 10 Sqm | [5 empty] | 6664.88
|  | Rate per 1 Sqm | [5 empty] | 666.5
1 |  | Supplying and fixing of curtain Glazing made of pre painted steel as per IS 513 of 0.58 mm thick D quality, galvanized as per IS 277 Primer coated with epoxy, finish painted with a polyester paint using the section for outer frame of 46 x 52 mm, section for mullion of 46 x 70 mm and section for beading of 18 x 25 mm and the glazing with 5 mm thick plain float glass fitted with EPDM gaskets including handle made of high grade Aluminium powder coated and nylon receiver, corner brackets made of CRCA with zinc phosphating, mullion caps made of Glass filled nylon including fixing the frames in the concrete / masonry wall with self expanding screws, etc.,complete for finished item in all floors
|  | Fixed Glazing 2'-0 x 2'-0 (609.6x609.6mm) and Fixed Glazing 2'-0 x 3'-0 (609.6x914.4mm) | [5 empty] | 0
|  | Rate as per SSR TBSC-N.I-01 | 1 | sqm | 6108 | 1 | sqm | 6108
|  | Add 13.615% over heads | 0 |  | 6108 |  |  | 0
6108
Fixed Glazing 3'-0 x 3'-0 (914.4x914.4mm) and Fixed Glazing 3'-0 x 4'-0 (914.4x1219.2mm)
|  | Rate as per SSR TBSC-N.I-02 | 1 | sqm | 5183 | 1 | sqm | 5183
|  | Add 13.615% over heads | 0 |  | 5183 |  |  | 0
5183
1 |  | Paving with precast concrete blocks of M-40 grade and thickness not less than 80 mm for Medium traffic areas conforming to IS 15658:2006 in all shapes and designs as per the manufacturer's specification 12mm thick and pointing with CM(1:3) to full depth of flooring slabs dully filling joints neatly , including cost and conveyance of all materials like paver blocks, cement, sand, water, etc. to site, sales and other taxes on all materials, all operational, incidental and labour charges such as mixing of cement mortar, laying, pointing, curing, lift charges etc., complete but excluding seigniorage charges for finished item of work.(APSS No.703 & 701)
|  | Paving blocks TBSC-C.IX-03 | 1 | Sqmt. | 470 | 1 | Sqmt. | 470
|  | sand for Cement Mortar (1:8) | 0.05 | cu.m. | 437.12 | 1 | cu.m. | 21.856
|  | Labour charges TBSC-C.IX-06 | 1 | Sqmt. | 198 | 1 | Sqmt. | 198
|  | Muncipal Allowance | 20% |  | 198 |  |  | 39.6
|  | Basic rate per 1 Sqmt. | [5 empty] | 729.456
|  | Rate for other Floors |  | GF
|  | Basic rate per 1 Sqmt. |  | 729.456
729.456
|  | Add 13.615% over heads | 0.13615 | 99.32
|  | Rate per 1 Sqmt. | Total | 828.8
1 |  | Supply and fixing of e-3 Ceramic magnetic Green Chalk Board of size 8'0''x4'0'' with viturious enamil coated sheet made up of 0.30 to 0.4mm thick steel sheet having 0.095 mm thick on top and 0.03mm min on the back supported with 9mm thick MDF board having bulk density of 750kg/m3 and laminated with 0.25 mm thick electro Galvanised steel sheet at the back both the top and backing sheet shall be properly fixed with MDF board using suiltable addhesive to avoid any moisture absorption. Fixed in deluxe quality alluminium channels confirming to ISI standards including cost transportaion and all labour charges for fixing etc complete for finshing item of work.
|  | Rate As per approved for Model School Buildings by the Superintending Engineer, APEWIDC, Hyderabad of size 12'0''x4'0'' |  |  |  |  | each | 10900
[7 empty] | or per sft | 227.0833
|  | For size 8'0''x4'0'' |  |  |  |  | each | 7267
|  | Add 13.615% over heads | 0 |  | 7267 |  |  | 0
7267
Supply , manufacture, making to specified design andLabour charges for fabricating steel works like Window Grills, Compound Wall Grills, Iron Doors, Windows including cost of welding rods, power charges, excluding cost of fixing in position
Unit = 1Kg
|  | Cost of MS Steel | kgs | 1 | 74.34 | 74.34
|  | Labour Charges for making | kgs | 1 | 33 | 33
|  | Labour Charges for making | kgs | 1 | 5 | 5
|  | Add Mucipal Limits |  | 0 | 38 | 0
112.34
|  | Add 13.615 % overhead charges, Contractor profit |  | 112.34 | 0 | 0
|  | BASIC COST per 1 KG |  |  | Rs | 112.34
|  | Asst Engineer | Dy. Executive Engineer
|  | PR MP Utkoor | PR SD Makthal

## D&W DATA 1
DATAS FOR DOORS AND WINDOWS
Construction of Kitchen shed at ZPHS Bijwar(V) of Utkoor(M)
| Sno | Qty | Description of Item | Rate | Unit | Per | Amount
| 1 |  | Supply and Fixing of Door with Double leaf shutter, Door Size 2.4 x2.13mtrs with Medium teak wood Frame of sections size 75mm x 100mm with Flush Door Shutter Solid Bond Wood black board type with commercial ply on both faces of 35mm thick including cost of fixtures such as MS Powder coated Tower Bolts 250mm long 2 Nos, MS Powder coated Handles 150mm long 2 Nos, 300mm long MS Powder coated Aldrops 1No, 125mm long MS Powder coated butt hinges 6Nos, 300 mm long MS Powder coated Flat latch 1No, Door stoppers 2 Nos, MS Hold fasts 6Nos, Sales and Other Taxes cost and convenyance of all materials to site all Labour charges such as Fixing of Door Frame and shutter Fixing in position , with Hardware fixtures etc., complete for finsihed item of work.
|  |  | DOOR SIZE 2.4 x 2.13 mtrs : Area =5.11 Sqm | 2.4 | X | 2.13 | 5.11
Medium Teak Wood for Frame
|  |  | Verticals 2 x 2.13 x 0.075 x 0.10 = 0.03225 | 0.03195 | cum
|  |  | Horizental 1 x 2.4 x 0.075 x 0.10 = 0.0180 | 0.018 | cum
|  |  | Total = 0.05025 | 0.04995 | cum
35mm thick flush door shutter of soild wood block board type with commercial play on both faces
|  |  | 1x2.30x2.03 = 4.67Sqm | 4.67 | sqm
ABSTRACT
a)MATERIAL
| 1 | 0.03195 | Cost of Medium teak wood scantling of size 2.0 to 3.0 m TBSC-D.I-02 | 84724 | 1 | Cum | 2706.93
| 2 | 0.018 | Cost of Medium teak wood scantling of size 2.0 to 3.0 m TBSC-D.I-02 | 76251 | 1 | Cum | 1372.52
| 3 | 4.67 | Flush door shutters, solid bond wood block board type with commercial ply on both faces.: 35 mm thick conforming to IS:2202 of ANAND/ RAAVILA/ KUTTY/ STANDARD/ SHUBHDWAR/ ITP (TBSC-L.II-06) | 1417 | 1 | Sqm | 6617.39
| 4 | 6 | MS Hold FastsTBSC-P.IX-08 | 34 | 1 | Each | 204
| 5 | 1 | Cost of 300mm Long MS Powder coated Aldrops(TBSC-P.IV-09) | 173 | 1 | Each | 173
| 6 | 2 | Cost of 250 long MS Powder coated Towerbolts (TBSC-P.I-17) | 72 | 1 | Each | 144
| 7 | 2 | Cost of 150mm Long MS Powder coated Handles (TBSC-P.III-06) | 48 | 1 | Each | 96
| 8 | 6 | Cost of 125mm long MS Powder coated but hinges (TBSC-P.II-11) | 33 | 1 | Each | 198
| 9 | 1 | Cost of 300lon MS Powder coated Flat latch (TBSC-P.V-08) | 70 | 1 | Each | 70
| 10 | 2 | Cost of Heavy duty MS Powder coated Door Stoper (TBSC-P.IX-02) | 48 | 1 | Each | 96
a) LABOUR
|  | 5.11 | Labour charges for wrought and put up including fixing in position frames of any size , shutters for doors, windows, ventilators including fixing all necesssary fixtures etc complete for teak wood flush type door shutter including frame.(TBSC-T.I-31) | 1057 | 1 | Sqm | 5401.27
|  | 0 | Add munipal area allowance @20% | 5401.27 | 1 |  | 0
17079.11
|  |  | Add overheads @ | 13.61% |  |  | 0
|  |  | Rate per / Each |  |  |  | 17079.11
[6 empty] | oesay | 17080
| 2 |  | Supply and Fixing of Door with Double leaf shutter, Door Size 2.0 x2.13mtrs with Medium teak wood Frame of sections size 75mm x 100mm with Flush Door Shutter Solid Bond Wood black board type with commercial ply on both faces of 35mm thick including cost of fixtures such as MS Powder coated Tower Bolts 250mm long 2 Nos, MS Powder coated Handles 150mm long 2 Nos, 300mm long MS Powder coated Aldrops 1No, 125mm long MS Powder coated butt hinges 6Nos, 300 mm long MS Powder coated Flat latch 1No, Door stoppers 2 Nos, MS Hold fasts 6Nos, Sales and Other Taxes cost and convenyance of all materials to site all Labour charges such as Fixing of Door Frame and shutter Fixing in position , with Hardware fixtures etc., complete for finsihed item of work.
|  |  | DOOR SIZE 2.0 x 2.13 mtrs : Area =4.26 Sqm | 2 | X | 2.13 | 4.26
Medium Teak Wood for Frame
|  |  | Verticals 2 x 2.13 x 0.075 x 0.10 = 0.03225 | 0.03195 | cum
|  |  | Horizental 1 x 2.0 x 0.075 x 0.10 = 0.0150 | 0.015 | cum
|  |  | Total = 0.04725 | 0.04695 | cum
35mm thick flush door shutter of soild wood block board type with commercial play on both faces
|  |  | 1x1.90x2.03 = 3.86Sqm | 3.86 | sqm
ABSTRACT
a)MATERIAL
| 1 | 0.03195 | Cost of Medium teak wood scantling of size 2.0 to 3.0 m TBSC-D.I-02 | 84724 | 1 | Cum | 2706.93
| 2 | 0.015 | Cost of Medium teak wood scantling of size 2.0 to 3.0 m TBSC-D.I-02 | 76251 | 1 | Cum | 1143.77
| 3 | 3.86 | Flush door shutters, solid bond wood block board type with commercial ply on both faces.: 35 mm thick conforming to IS:2202 of ANAND/ RAAVILA/ KUTTY/ STANDARD/ SHUBHDWAR/ ITP (TBSC-L.II-06) | 1417 | 1 | Sqm | 5469.62
| 4 | 6 | MS Hold FastsTBSC-P.IX-08 | 34 | 1 | Each | 204
| 5 | 1 | Cost of 300mm Long MS Powder coated Aldrops(TBSC-P.IV-09) | 173 | 1 | Each | 173
| 6 | 2 | Cost of 250 long MS Powder coated Towerbolts (TBSC-P.I-17) | 72 | 1 | Each | 144
| 7 | 2 | Cost of 150mm Long MS Powder coated Handles (TBSC-P.III-06) | 48 | 1 | Each | 96
| 8 | 6 | Cost of 125mm long MS Powder coated but hinges (TBSC-P.II-11) | 33 | 1 | Each | 198
| 9 | 1 | Cost of 300lon MS Powder coated Flat latch (TBSC-P.V-08) | 70 | 1 | Each | 70
| 10 | 2 | Cost of Heavy duty MS Powder coated Door Stoper (TBSC-P.IX-02) | 48 | 1 | Each | 96
a) LABOUR
|  | 4.26 | Labour charges for wrought and put up including fixing in position frames of any size , shutters for doors, windows, ventilators including fixing all necesssary fixtures etc complete for teak wood flush type door shutter including frame.(TBSC-T.I-31) | 1057 | 1 | Sqm | 4502.82
|  | 0 | Add munipal area allowance @20% | 4502.82 | 1 |  | 0
14804.14
|  |  | Add overheads @ | 13.61% |  |  | 0
|  |  | Rate per / Each |  |  |  | 14804.14
[6 empty] | oesay | 14805
| 2 |  | Supply and Fixing of Door with Double leaf shutter, Door Size 1.8x2.13mtrs with Medium teak wood Frame of sections size 75mm x 100mm with Flush Door Shutter Solid Bond Wood black board type with commercial ply on both faces of 35mm thick including cost of fixtures such as MS Powder coated Tower Bolts 250mm long 2 Nos, MS Powder coated Handles 150mm long 2 Nos, 300mm long MS Powder coated Aldrops 1No, 125mm long MS Powder coated butt hinges 6Nos, 300 mm long MS Powder coated Flat latch 1No, Door stoppers 2 Nos, MS Hold fasts 6Nos, Sales and Other Taxes cost and convenyance of all materials to site all Labour charges such as Fixing of Door Frame and shutter Fixing in position , with Hardware fixtures etc., complete for finsihed item of work.
|  |  | DOOR SIZE 1.8 x 2.13 mtrs : Area =3.83 Sqm | 1.8 | X | 2.13 | 3.83
Sal Wood for Frame
|  |  | Verticals 2 x 2.13 x 0.075 x 0.10 = 0.03225 | 0.03195 | cum
|  |  | Horizental 1 x 1.8 x 0.075 x 0.10 = 0.01125 | 0.0135 | cum
|  |  | Total = 0.04350 | 0.04545 | cum
35mm thick flush door shutter of soild wood block board type with commercial play on both faces
|  |  | 1x1.70x2.03 = 2.84 Sqm | 3.41 | sqm |  |  | 1.4
|  |  | ABSTRACT |  |  |  |  | 1.7
a)MATERIAL
| 1 | 0.03195 | Cost of Medium teak wood scantling of size 2.0 to 3.0 m TBSC-D.I-02 | 84724 | 1 | Cum | 2706.93
| 2 | 0.0135 | Cost of Medium teak wood scantling of size upto 2.0m TBSC-D.I-01 | 76251 | 1 | Cum | 1029.39
| 3 | 3.41 | Flush door shutters, solid bond wood block board type with commercial ply on both faces.: 35 mm thick conforming to IS:2202 of ANAND/ RAAVILA/ KUTTY/ STANDARD/ SHUBHDWAR/ ITP (TBSC-L.II-06) | 1417 | 1 | Sqm | 4831.97
| 4 | 6 | MS Hold FastsTBSC-P.IX-08 | 34 | 1 | Each | 204
| 5 | 1 | Cost of 300mm Long MS Powder coated Aldrops(TBSC-P.IV-09) | 173 | 1 | Each | 173
| 6 | 2 | Cost of 250 long MS Powder coated Towerbolts (TBSC-P.I-17) | 72 | 1 | Each | 144
| 7 | 4 | Cost of 150mm Long MS Powder coated Handles (TBSC-P.III-06) | 48 | 1 | Each | 192
| 8 | 6 | Cost of 125mm long MS Powder coated but hinges (TBSC-P.II-11) | 33 | 1 | Each | 198
| 9 | 1 | Cost of 300lon MS Powder coated Flat latch (TBSC-P.V-08) | 70 | 1 | Each | 70
| 10 | 2 | Cost of Heavy duty MS Powder coated Door Stoper (TBSC-P.IX-02) | 48 | 1 | Each | 96
a) LABOUR
|  | 3.83 | Labour charges for wrought and put up including fixing in position frames of any size , shutters for doors, windows, ventilators including fixing all necesssary fixtures etc complete for teak wood flush type door shutter including frame.(TBSC-T.I-31) | 1057 | 1 | Sqm | 4048.31
|  | 0 | Add munipal area allowance @20% | 4048.31 | 1 |  | 0
13693.6
|  |  | Add overheads @ | 13.61% |  |  | 1864.38
|  |  | Rate per / Each |  |  |  | 15557.98
[6 empty] | oesay | 15558
| 3 |  | Supply and Fixing of Door with Double leaf shutter, Door Size 1.5x2.13mtrs with Medium teak wood Frame of sections size 75mm x 100mm with Flush Door Shutter Solid Bond Wood black board type with commercial ply on both faces of 35mm thick including cost of fixtures such as MS Powder coated Tower Bolts 250mm long 2 Nos, MS Powder coated Handles 150mm long 2 Nos, 300mm long MS Powder coated Aldrops 1No, 125mm long MS Powder coated butt hinges 6Nos, 300 mm long MS Powder coated Flat latch 1No, Door stoppers 2 Nos, MS Hold fasts 6Nos, Sales and Other Taxes cost and convenyance of all materials to site all Labour charges such as Fixing of Door Frame and shutter Fixing in position , with Hardware fixtures etc., complete for finsihed item of work.
|  |  | DOOR SIZE 1.5 x 2.13 mtrs : Area =3.2 Sqm | 1.5 | X | 2.13 | 3.2
Sal Wood for Frame
|  |  | Verticals 2 x 2.13 x 0.075 x 0.10 = 0.03225 | 0.03195 | cum
|  |  | Horizental 1 x 1.5 x 0.075 x 0.10 = 0.01125 | 0.01125 | cum
|  |  | Total = 0.04350 | 0.0432 | cum
35mm thick flush door shutter of soild wood block board type with commercial play on both faces
|  |  | 1x1.40x2.03 = 2.84 Sqm | 2.84 | sqm
ABSTRACT
a)MATERIAL
| 1 | 0.03195 | Cost of Medium teak wood scantling of size 2.0 to 3.0 m TBSC-D.I-02 | 84724 | 1 | Cum | 2706.93
| 2 | 0.01125 | Cost of Medium teak wood scantling of size upto 2.0m TBSC-D.I-01 | 76251 | 1 | Cum | 857.82
| 3 | 2.84 | Flush door shutters, solid bond wood block board type with commercial ply on both faces.: 35 mm thick conforming to IS:2202 of ANAND/ RAAVILA/ KUTTY/ STANDARD/ SHUBHDWAR/ ITP (TBSC-L.II-06) | 1417 | 1 | Sqm | 4024.28
| 4 | 6 | MS Hold FastsTBSC-P.IX-08 | 34 | 1 | Each | 204
| 5 | 1 | Cost of 300mm Long MS Powder coated Aldrops(TBSC-P.IV-09) | 173 | 1 | Each | 173
| 6 | 2 | Cost of 250 long MS Powder coated Towerbolts (TBSC-P.I-17) | 72 | 1 | Each | 144
| 7 | 4 | Cost of 150mm Long MS Powder coated Handles (TBSC-P.III-06) | 48 | 1 | Each | 192
| 8 | 6 | Cost of 125mm long MS Powder coated but hinges (TBSC-P.II-11) | 33 | 1 | Each | 198
| 9 | 1 | Cost of 300lon MS Powder coated Flat latch (TBSC-P.V-08) | 70 | 1 | Each | 70
| 10 | 2 | Cost of Heavy duty MS Powder coated Door Stoper (TBSC-P.IX-02) | 48 | 1 | Each | 96
a) LABOUR
|  | 3.2 | Labour charges for wrought and put up including fixing in position frames of any size , shutters for doors, windows, ventilators including fixing all necesssary fixtures etc complete for teak wood flush type door shutter including frame.(TBSC-T.I-31) | 1057 | 1 | Sqm | 3382.4
|  | 0 | Add munipal area allowance @20% | 3382.4 | 1 |  | 0
12048.43
|  |  | Add overheads @ | 13.61% |  |  | 0
|  |  | Rate per / Each |  |  |  | 12048.43
[6 empty] | oesay | 12049
| 2 |  | Supply and Fixing of Door with Double leaf shutter, Door Size 1.22x2.13 mtrs with Medium teak wood Frame of sections size 75mm x 100mm with Flush Door Shutter Solid Bond Wood black board type with commercial ply on both faces of 35mm thick including cost of fixtures such as MS Powder coated Tower Bolts 250mm long 2 Nos, MS Powder coated Handles 150mm long 2 Nos, 300mm long MS Powder coated Aldrops 1No, 125mm long MS Powder coated butt hinges 6Nos, 300 mm long MS Powder coated Flat latch 1No, MS Powder coated heavy Door stoppers 2 Nos, MS Hold fasts 6Nos, Sales and Other Taxes cost and convenyance of all materials to site all Labour charges such as Fixing of Door Frame on shutter Fixing in position , with Hardware fixtures etc., complete for finsihed item of work.
|  |  | DOOR SIZE 1.22 x 2.13 mtrs : Area = 2.60 Sqm | 1.22 | X | 2.13 | 2.6
Medium teak Wood for Frame
|  |  | Verticals 2 x 2.13 x 0.075 x 0.10 = | 0.03195 | cum
|  |  | Horizental 1 x 1.22 x 0.075 x 0.10 = | 0.00915 | cum
|  |  | Total = | 0.0411 | cum
35mm thick flush door shutter of soild wood block board type with commercial play on both faces
|  |  | 1x1.10x2.05 = 2.26Sqm | 2.26 | sqm
ABSTRACT
a)MATERIAL
| 1 | 0.03195 | Cost of Medium teak wood scantling of size 2.0 to 3.0 m TBSC-D.I-02 | 84724 | 1 | Cum | 2706.93 |  |  | Cost of Medium teak wood scantling of size 2.0 to 3.0 m TBSC-D.I-02
| 2 | 0.00915 | Cost of Medium teak wood scantling of size upto 2.0m TBSC-D.I-01 | 76251 | 1 | Cum | 697.7
| 3 | 2.26 | Flush door shutters, solid bond wood block board type with commercial ply on both faces.: 35 mm thick conforming to IS:2202 of ANAND/ RAAVILA/ KUTTY/ STANDARD/ SHUBHDWAR/ ITP (TBSC-L.II-06) | 1417 | 1 | Sqm | 3202.42
| 4 | 6 | MS Hold FastsTBSC-P.IX-08 | 34 | 1 | Each | 204
| 5 | 1 | Cost of 300mm Long MS Powder coated Aldrops(TBSC-P.IV-09) | 173 | 1 | Each | 173
| 6 | 2 | Cost of 250 long MS Powder coated Towerbolts (TBSC-P.I-17) | 72 | 1 | Each | 144
| 7 | 2 | Cost of 150mm Long MS Powder coated Handles (TBSC-P.III-06) | 48 | 1 | Each | 96
| 8 | 6 | Cost of 125mm long MS Powder coated but hinges (TBSC-P.II-11) | 33 | 1 | Each | 198 |  |  |  | Cost of 125mm long M.S.Powder Coated but hinges (TBSC-P.II-11)
| 9 | 1 | Cost of 300lon MS Powder coated Flat latch (TBSC-P.V-08) | 70 | 1 | Each | 70
| 10 | 2 | Cost of Heavy duty MS Powder coated Door Stoper (TBSC-P.IX-02) | 48 | 1 | Each | 96
a) LABOUR
| 11 | 2.6 | Labour charges for wrought and put up including fixing in position frames of any size , shutters for doors, windows, ventilators including fixing all necesssary fixtures etc complete for teak wood flush type door shutter including frame.(TBSC-T.I-31) | 1057 | 1 | Sqm | 2748.2
|  | 0 | Add munipal area allowance @20% | 2748.2 | 1 |  | 0
10336.25
| 12 |  | Add overheads @ | 0% |  |  | 0
|  |  | Rate per / Each |  |  |  | 10336.25
[6 empty] | or say | 10337
| 3 |  | Supply and Fixing of Door with Single leaf shutter, Door Size 1.05x2.13 mtrs with Medium teak Wood Frame of sections size 75mm x 100mm with Flush Door Shutter Solid Bond Wood black board type with commercial ply on both faces of 35mm thick including cost of fixtures such as MS Powder coated Tower Bolts 250mm long 1 Nos, MS Powder coated Handels 150mm long 1 No, 300mm long MS Powder coated Aldrops 1No, 125mm long MS Powder coated butt hinges 3 Nos, 250 mm long MS Powder coated Flat latch 1No, Door stoppers 1 Nos, MS Hold fasts 6Nos Sales and Other Taxes cost and convenyance of all materials to site all Labour charges such as Fixing of Door Frame on shutter Fixing in position , with Hardware fixtures etc., complte for finsihed item of work.
|  |  | DOOR SIZE 1.00 x 2.13 mtrs : Area = | 1.05 | X | 2.13 | 2.24
| 1 |  | Verticals 2 x 2.13 x 0.075 x 0.10 = 0.03225
|  |  | Verticals 2 x 2.13 x 0.075 x 0.10 = | 0.03195 | cum
|  |  | Horizental 1 x 1.05 x 0.075 x 0.10 = | 0.007875 | cum
|  |  | Total = | 0.039825 | cum
35mm thick flush door shutter of soild wood block board type with commercial play on both faces
|  |  | 1x0.93x2.05 = 1.80 Sqm | 1.91 | sqm |  |  | 0.93
ABSTRACT
a)MATERIAL
| 1 | 0.03195 | Cost of Medium teak wood scantling of size 2.0 to 3.0 m TBSC-D.I-02 | 84724 | 1 | Cum | 2706.93 |  |  | 2578.01
| 2 | 0.007875 | Cost of Medium teak wood scantling of size upto 2.0m TBSC-D.I-01 | 76251 | 1 | Cum | 600.48 |  |  | 571.88
| 3 | 1.91 | Flush door shutters, solid bond wood block board type with commercial ply on both faces.: 35 mm thick conforming to IS:2202 of ANAND/ RAAVILA/ KUTTY/ STANDARD/ SHUBHDWAR/ ITP (TBSC-L.II-06) | 1417 | 1 | Sqm | 2706.47 |  |  | 2576.59
| 4 | 6 | MS Hold FastsTBSC-P.IX-08 | 34 | 1 | Each | 204 |  | MS Hold FastsTBSC-P.IX-08 | 192
| 5 | 1 | Cost of 300mm Long MS Powder coated Aldrops(TBSC-P.IV-09) | 173 | 1 | Each | 173 |  |  | 164
| 6 | 1 | Cost of 250 long MS Powder coated Towerbolts (TBSC-P.I-17) | 72 | 1 | Each | 72 |  |  | 68
| 7 | 1 | Cost of 150mm Long MS Powder coated Handles (TBSC-P.III-06) | 48 | 1 | Each | 48 |  |  | 45
| 8 | 3 | Cost of 125mm long MS Powder coated but hinges (TBSC-P.II-11) | 33 | 1 | Each | 99 |  |  | 93
| 9 | 1 | Cost of 300lon MS Powder coated Flat latch (TBSC-P.V-08) | 70 | 1 | Each | 70 |  |  | 66
| 10 | 1 | Cost of Heavy duty MS Powder coated Door Stoper (TBSC-P.IX-02) | 48 | 1 | Sqm | 48 |  |  | 45
a) LABOUR
| 11 | 2.24 | Labour charges for wrought and put up including fixing in position frames of any size , shutters for doors, windows, ventilators including fixing all necesssary fixtures etc complete for teak wood flush type door shutter including frame.(TBSC-T.I-31) | 1057 | 1 | Sqm | 2367.68 |  |  | 2204.16
|  | 0 | Add munipal area allowance @20% | 2367.68 | 1 |  | 0 |  |  | 440.83
9095.56
|  |  | Add overheads @ | 13.61% |  |  | 0
|  |  | Rate per / Each |  |  |  | 9096
| 3 |  | Supply and Fixing of Door with Single leaf shutter, Door Size 0.90x2.13 mtrs with Medium teak Wood Frame of sections size 75mm x 100mm with Flush Door Shutter Solid Bond Wood black board type with commercial ply on both faces of 35mm thick including cost of fixtures such as M.S.Powder Coated Tower Bolts 250mm long 1 Nos, MS Powder coated Handels 150mm long 1 No, 300mm long MS Powder coatedAldrops 1No, 125mm long MS Powder coated butt hinges 3 Nos, 300 mm long MS Powder coated Flat latch 1No, Door stoppers 1 Nos, MS Hold fasts 6Nos, Sales and Other Taxes cost and convenyance of all materials to site all Labour charges such as Fixing of Door Frame on shutter Fixing in position , with Hardware fixtures etc., complete for finsihed item of work.
|  |  | DOOR SIZE 0.90 x 2.13 mtrs : Area = | 0.9 | X | 2.13 | 1.92
Medium teak Wood for Frame
|  |  | Verticals 2 x 2.13 x 0.075 x 0.10 = | 0.03195 | cum
|  |  | Horizental 1 x 0.90 x 0.075 x 0.10 = | 0.00675 | cum
|  |  | Total = | 0.0387 | cum
35mm thick flush door shutter of soild wood block board type with commercial play on both faces
|  |  | 1x0.78x2.05 = | 1.6 | sqm
ABSTRACT
a)MATERIAL
| 1 | 0.03195 | Cost of Medium teak wood scantling of size 2.0 to 3.0 m TBSC-D.I-02 | 84724 | 1 | Cum | 2706.93
| 2 | 0.00675 | Cost of Medium teak wood scantling of size upto 2.0m TBSC-D.I-01 | 76251 | 1 | Cum | 514.69
| 3 | 1.6 | Flush door shutters, solid bond wood block board type with commercial ply on both faces.: 35 mm thick conforming to IS:2202 of ANAND/ RAAVILA/ KUTTY/ STANDARD/ SHUBHDWAR/ ITP (TBSC-L.II-06) | 1417 | 1 | Sqm | 2267.2
| 4 | 6 | MS Hold FastsTBSC-P.IX-08 | 34 | 1 | Each | 204
| 5 | 1 | Cost of 300mm Long MS Powder coated Aldrops(TBSC-P.IV-09) | 173 | 1 | Each | 173
| 6 | 1 | Cost of 250 long MS Powder coated Towerbolts (TBSC-P.I-17) | 72 | 1 | Each | 72
| 7 | 1 | Cost of 150mm Long MS Powder coated Handles (TBSC-P.III-06) | 48 | 1 | Each | 48
| 8 | 3 | Cost of 125mm long MS Powder coated but hinges (TBSC-P.II-11) | 33 | 1 | Each | 99
| 9 | 1 | Cost of 300lon MS Powder coated Flat latch (TBSC-P.V-08) | 70 | 1 | Each | 70
| 10 | 1 | Cost of Heavy duty MS Powder coated Door Stoper (TBSC-P.IX-02) | 48 | 1 | Each | 48
a) LABOUR
| 11 | 1.92 | Labour charges for wrought and put up including fixing in position frames of any size , shutters for doors, windows, ventilators including fixing all necesssary fixtures etc complete for teak wood flush type door shutter including frame.(TBSC-T.I-31) | 1057 | 1 | Sqm | 2029.44
|  | 0 | Add munipal area allowance @20% | 2029.44 | 1 |  | 0
8232.26
| 12 |  | Add overheads @ | 13.61% |  |  | 0
|  |  | Rate per / Each |  |  |  | 8232.3
[6 empty] | oesay | 8233
| 4 |  | Supply and Fixing of Door with Single leaf shutter, Door Size 0.75x2.13 mtrs with Medium teak Wood Frame of sections size 75mm x 100mm with Flush Door Shutter Solid Bond Wood black board type with commercial ply on both faces of 35mm thick including cost of fixtures such as M.S.Powder Coated Tower Bolts 250mm long 2 Nos, M.S.Powder Coated Handels 150mm long 1 No, 300mm long M.S.Powder Coated Aldrops 1No, 125mm long M.S.Powder Coated butt hinges 3 Nos, 300 mm long M.S.Powder Coated Flat latch 1No, Door stoppers 2 Nos, MS Hold fasts 6Nos, Sales and Other Taxes cost and convenyance of all materials to site all Labour charges such as Fixing of Door Frame on shutter Fixing in position , with Hardware fixtures etc., complete for finsihed item of work.
|  |  | DOOR SIZE 0.75 x 2.13 mtrs : Area = | 0.75 | X | 2.13 | 1.6
Medium teak Wood for Frame
|  |  | Verticals 2 x 2.13 x 0.075 x 0.10 = | 0.03195 | cum
|  |  | Horizental 1 x 0.75 x 0.075 x 0.10 = | 0.005625 | cum
|  |  | Total = | 0.037575 | cum
35mm thick flush door shutter of soild wood block board type with commercial play on both faces
|  |  | 1x0.63x2.05 = | 1.29 | sqm
ABSTRACT
a)MATERIAL
| 1 | 0.03195 | Cost of Medium teak wood scantling of size 2.0 to 3.0 m TBSC-D.I-02 | 84724 | 1 | Cum | 2706.93
| 2 | 0.005625 | Cost of Medium teak wood scantling of size upto 2.0m TBSC-D.I-01 | 76251 | 1 | Cum | 428.91
| 3 | 1.29 | Flush door shutters, solid bond wood block board type with commercial ply on both faces.: 35 mm thick conforming to IS:2202 of ANAND/ RAAVILA/ KUTTY/ STANDARD/ SHUBHDWAR/ ITP (TBSC-L.II-06) | 1417 | 1 | Sqm | 1827.93
| 4 | 6 | MS Hold FastsTBSC-P.IX-08 | 34 | 1 | Each | 204
| 5 | 1 | Cost of 300mm Long MS Powder coated Aldrops(TBSC-P.IV-09) | 173 | 1 | Each | 173
| 6 | 1 | Cost of 250 long MS Powder coated Towerbolts (TBSC-P.I-17) | 72 | 1 | Each | 72
| 7 | 1 | Cost of 150mm Long MS Powder coated Handles (TBSC-P.III-06) | 48 | 1 | Each | 48
| 8 | 3 | Cost of 125mm long MS Powder coated but hinges (TBSC-P.II-11) | 33 | 1 | Each | 99
| 9 | 1 | Cost of 300lon MS Powder coated Flat latch (TBSC-P.V-08) | 70 | 1 | Each | 70
| 10 | 1 | Cost of Heavy duty MS Powder coated Door Stoper (TBSC-P.IX-02) | 48 | 1 | Each | 48
a) LABOUR
| 11 | 1.6 | Labour charges for wrought and put up including fixing in position frames of any size , shutters for doors, windows, ventilators including fixing all necesssary fixtures etc complete for teak wood flush type door shutter including frame.(TBSC-T.I-31) | 1057 | 1 | Sqm | 1691.2
|  | 0 | Add munipal area allowance @20% | 1691.2 | 1 |  | 0
7368.97
| 12 |  | Add overheads @ | 13.61% |  |  | 0
|  |  | Rate per / Each |  |  |  | 7369
[6 empty] | oesay | 7369
| 5 |  | Supply and Fixing of Door with Single leaf shutter, Door Size 1.00x2.13 mtrs with Medium teak Wood Frame of sections size 75mm x 100mm with Flush Door Shutter Solid Bond Wood black board type with commercial ply on both faces of 35mm thick including cost of fixtures such as MS Powder coated Tower Bolts 250mm long 1 Nos, MS Powder coated Handels 150mm long 1 No, 300mm long MS Powder coated Aldrops 1No, 125mm long MS Powder coated butt hinges 3 Nos, 250 mm long MS Powder coated Flat latch 1No, Door stoppers 1 Nos, MS Hold fasts 6Nos Sales and Other Taxes cost and convenyance of all materials to site all Labour charges such as Fixing of Door Frame on shutter Fixing in position , with Hardware fixtures etc., complte for finsihed item of work.
|  |  | DOOR SIZE 1.00 x 2.13 mtrs : Area = | 1 | X | 2.13 | 2.13
| 1 |  | Medium teak Wood for Frame
|  |  | Verticals 2 x 2.13 x 0.075 x 0.10 = | 0.03195 | cum
|  |  | Horizental 1 x 1.00 x 0.075 x 0.10 = | 0.0075 | cum
|  |  | Total = | 0.03945 | cum
35mm thick flush door shutter of soild wood block board type with commercial play on both faces
|  |  | 1x0.88x2.05 = 1.80 Sqm | 1.8 | sqm
ABSTRACT
a)MATERIAL
| 1 | 0.03195 | Cost of Medium teak wood scantling of size 2.0 to 3.0 m TBSC-D.I-02 | 84724 | 1 | Cum | 2706.93 |  |  | 2578.01
| 2 | 0.0075 | Cost of Medium teak wood scantling of size upto 2.0m TBSC-D.I-01 | 76251 | 1 | Cum | 571.88 |  |  | 571.88
| 3 | 1.8 | Flush door shutters, solid bond wood block board type with commercial ply on both faces.: 35 mm thick conforming to IS:2202 of ANAND/ RAAVILA/ KUTTY/ STANDARD/ SHUBHDWAR/ ITP (TBSC-L.II-06) | 1417 | 1 | Sqm | 2550.6 |  |  | 2576.59
| 4 | 6 | MS Hold FastsTBSC-P.IX-08 | 34 | 1 | Each | 204 |  | MS Hold FastsTBSC-P.IX-08 | 192
| 5 | 1 | Cost of 300mm Long MS Powder coated Aldrops(TBSC-P.IV-09) | 173 | 1 | Each | 173 |  |  | 164
| 6 | 1 | Cost of 250 long MS Powder coated Towerbolts (TBSC-P.I-17) | 72 | 1 | Each | 72 |  |  | 68
| 7 | 1 | Cost of 150mm Long MS Powder coated Handles (TBSC-P.III-06) | 48 | 1 | Each | 48 |  |  | 45
| 8 | 3 | Cost of 125mm long MS Powder coated but hinges (TBSC-P.II-11) | 33 | 1 | Each | 99 |  |  | 93
| 9 | 1 | Cost of 300lon MS Powder coated Flat latch (TBSC-P.V-08) | 70 | 1 | Each | 70 |  |  | 66
| 10 | 1 | Cost of Heavy duty MS Powder coated Door Stoper (TBSC-P.IX-02) | 48 | 1 | Sqm | 48 |  |  | 45
a) LABOUR
| 11 | 2.13 | Labour charges for wrought and put up including fixing in position frames of any size , shutters for doors, windows, ventilators including fixing all necesssary fixtures etc complete for teak wood flush type door shutter including frame.(TBSC-T.I-31) | 1057 | 1 | Sqm | 2251.41 |  |  | 2204.16
|  | 0 | Add munipal area allowance @20% | 2251.41 | 1 |  | 0 |  |  | 440.83
8794.82
|  |  | Add overheads @ | 13.61% |  |  | 0
|  |  | Rate per / Each |  |  |  | 8795
| 4 |  | Providing and fixing factory made polyvinyl chloride (PVC) Door Frame of the size 50 x 47mm with a wall thickness of 5mm, made out of extruded 5mm rigid PVC foam sheet, mitre cut at two corners and joined with 2nos. of 150mm long brackets of 15x15mm M.S. square tube. The two vertical door profiles are to be reinforced with 19x19mm M.S. Square tube of 19 gauge. The door frame shall be fixed to the wall using 65/100mm long M.S. Screws through the frame by using PVC fasteners. A minimum of 4nos. of screws to be provided for each vertical member & minimum 2nos. for horizontal member etc. complete as per manufacturers specification and direction of Engineer-in-Charge for finished item of work
|  | 1 rmt | cost of rajasri door frame (TBSC-L.I-03) | 315 | 1 | Rmt | 315
|  |  | Add overheads @ | 13.61% |  |  | 0
|  |  | Rate per Rmt |  |  |  | 315
| 5 |  | Providing and fixing 30mm thick Solid panel PVC door shutter consisting of frame made out of M.S. tubes of 19 gauge thickness and size of 19mm x 19mm for stiles, & 15mm x 15mm for top & bottom rails. M.S. frame shall have a coat of steel primers of approved make and manufacture. M.S. frame shall be covered with 5mm thick heat moulded PVC ‘C’ channel of size 30 x 50mm forming stiles, and 5mm thick, 75mm wide PVC sheets for top rail, lock rail & bottom rail on either side, and 10mm (5mm x 2) thick, 20mm wide cross PVC sheet as gap insert for top rail & bottom rail. Panelling of 10mm thick PVC sheet to be fitted in the M.S. frame welded / sealed to the stiles & rails with 30mm wide x 5mm thick PVC sheet beading on either side, and joined together with solvent cement adhesive etc. An additional 5mm thick PVC strip of 20mm width is to be stuck on the interior side of the ‘C’ Channel using PVC solvent adhesive. Complete as per direction of Engineer-in-charge, manufacturer’s specification & drawing for finished item of work .
|  | 1 | cost of door shutter TBSC-L.III-01 | 2292 | 1 | sqm | 2292
|  |  | Add overheads @ | 13.61% |  |  | 0
|  |  | Rate per 1 sqm |  |  |  | 2292
Pre painted windows
| 6 |  | Providing and fixing of Casement/ Open able Windows made of pre-painted steel as per IS 513 of 0.58 mm thick galvanized as per IS 277, finish painted with a polyester paint and section for outer frame of 48 x 50 mm, centre mullion of 48 x 50 mm, section for shutter of 48 x 25 mm and the fixed glass beading section should be 12 x 12 mm and the outer frame and mullions to have rebate for glazed shutter with a 20 mm provision for guard bars/grills, handle, stay, 2 nos. of stainless steel heavy duty pivot hinges provided per shutter and windows fitted with 5 mm thick plain float glass with rubber gaskets including fixing the frames in concrete/masonry wall by means of self expanding screws, Including 10mm Square guard bars with 6” (152.4mm) pitch etc., complete Centre fixed both side open able shutter window for sizes 5’0”x4’0” (1524mm x1219.2mm) and 6’0”x4’0” (1828.8mmx1219.2mm)
|  |  | basic rate as per ssr item no 743 item code TBSC-M.I-07 | 5491 | 1 | SQM | 5491
|  |  | Deduct 5 mm plain glass (TBSC-F.I-02) |  |  |  | -533
|  |  | Add 0.5 mm thick Galvalume corrugated sheet (TBSC-D.VI-05) |  |  |  | 407
|  |  |  | Total |  |  | 5365
|  |  | Add 13.615% overheads | 13.61% |  |  | 730.44
|  |  | Rate per sqmt. |  |  |  | 6095.45
| 7 | b) | Providing and fixing of Casement/ Open able Windows made of pre-painted steel as per IS 513 of 0.58 mm thick galvanized as per IS 277, finish painted with a polyester paint and section for outer frame of 48 x 50 mm, centre mullion of 48 x 50 mm, section for shutter of 48 x 25 mm and the fixed glass beading section should be 12 x 12 mm and the outer frame and mullions to have rebate for glazed shutter with a 20 mm provision for guard bars/grills, handle, stay, 2 nos. of stainless steel heavy duty pivot hinges provided per shutter and windows fitted with 50.5 mm thick Galvalume corrugated sheet including fixing the frames in concrete/masonry wall by means of self expanding screws, Including 10mm Square guard bars with 6” (152.4mm) pitch etc., complete Three shutter window
|  |  | basic rate as per ssr item no 746 item code TBSC-M.I-06 |  |  |  | 6232
|  |  | Deduct 5 mm plain glass (TBSC-F.I-02) |  |  |  | -533
|  |  | Add 0.5 mm thick Galvalume corrugated sheet (TBSC-D.VI-05) |  |  |  | 407
|  |  |  | Total |  |  | 6106
|  |  | Add 13.615% overheads | 0% |  |  | 0
|  |  | Rate per sqmt. |  |  |  | 6106
| 8 | a | Providing & Fixing of Open able Windows with Flymesh made of pre-painted steel as per IS 513 of 0.58mm thick galvanized as per IS 277 finish painted with a polyester paint and the section for outer frame of 72 x 55mm, centre mullion of 72 x 50mm, section for fixed glass beading section of 12 x 12 mm and section for shutters of 48 x 25 mm and outer frame & mullion sections with rebate for glazed shutters, fly mesh and a 20 mm provision for guard bars/grills and fly mesh shutter section of 20 x 40 mm, stay, handles, latch 2 Nos of heavy duty stainless steel pivot hinges per shutter and panelled with 0.5 mm thick Galvalume corrugated sheet and S.S. Mesh for fly mesh shutter (304 grade), fitted using rubber gaskets including fixing the windows in the concrete/masonry wall by means of self expanding screws, including 10mm Square guard bars with 6” (152.4mm) pitch , complete for Centre fixed both side open able shutter window for a size 5’0”x4’0” (1524mm x1219.2mm).
|  |  | basic rate as per ssr item no 763 item code TBSC-M.I-10 | 7405 | 1 | SQM | 7405
|  |  | Deduct 5 mm plain glass (TBSC-F.I-02) |  |  |  | -533
|  |  | Add 0.5 mm thick Galvalume corrugated sheet (TBSC-D.VI-05) |  |  |  | 407
|  |  |  | Total |  |  | 7279
|  |  | Add 13.615% overheads | 13.61% |  |  | 991.0358
|  |  | Rate per sqmt. |  |  |  | 8271
| 6 |  | Providing & Fixing of Open able Windows with Flymesh made of pre-painted steel as per IS 513 of 0.58 mm thick galvanized as per IS 277 finish painted with a polyester paint and the section for outer frame of 72 x 55mm, centre mullion of 72 x 50mm, section for fixed glass beading section of 12 x 12 mm and section for shutters of 48 x 25 mm and outer frame & mullion sections with rebate for glazed shutters, fly mesh and a 20 mm provision for guard bars/grills and fly mesh shutter section of 20 x 40 mm, stay, handles, latch 2 Nos of heavy duty stainless steel pivot hinges per shutter and panelled with 0.5 mm thick Galvalume corrugated sheet and S.S. Mesh for fly mesh shutter (304 grade), fitted using rubber gaskets including fixing the windows in the concrete/masonry wall by means of self expanding screws, including 10mm Square guard bars with 6” (152.4mm) pitch , complete for Three shutter window
|  |  | basic rate as per ssr item no 763 item code TBSC-M.I-09 | 8552 | 1 | SQM | 8552
|  |  | Deduct 5 mm plain glass (TBSC-F.I-02) |  |  |  | -533
|  |  | Add 0.5 mm thick Galvalume corrugated sheet (TBSC-D.VI-05) |  |  |  | 407
|  |  |  | Total |  |  | 8426
|  |  | Add 13.615% overheads | 0% |  |  | 0
|  |  | Rate per sqmt. |  |  |  | 8426
| 7 |  | Providing and fixing of louvered Ventilators made of pre-painted steel as per IS 513 of 0.80 mm thick galvanized as per IS 277 with a polyester paint with and fitted with 4 mm thick plain float glass including fixing the frames in concrete/masonry wall by means of self expanding screws, etc., complete for finished item of work for (i) Single fixed Louvers Ventilator size of 2’ 0” x 2’ 0” (609.6 x 609.6mm) outer frame box section size of 80 x 45mm and (ii) Double fixed Louvers ventilator Size of 4’ 0” x 2’ 0” (1219.2mm x 609.6mm) outer frame box section size of 80 x 45mm, vertical mullion section size of 80 x 60 mm and (iii) Double fixed Louvers Ventilator size of 4’0” x 3’0” (1219.2mm x 914.4mm) outer frame box section size of 80 x 45mm , Vertical mullion section size of 80 x 60 mm
|  |  | basic rate as per ssr item no 554 item code TBSC-M.III-04 | 4246 | 1 | SQM | 4246
|  |  |  | Total |  |  | 4246
|  |  | Add 13.615% overheads | 13.61% |  |  | 0
|  |  | Rate per sqmt. |  |  |  | 4246
Supply and Fixing of windows with Double leaf shutter, Door Size 0.9 x2.13 mtrs with Medium teak Wood Frame of sections size 75mm x 100mm with Flush window Shutter Solid Bond Wood black board type with commercial ply on both faces of 35mm thick including cost of fixtures such as MS Powder coated Tower Bolts 250mm long 1 Nos, MS Powder coated Handels 150mm long 1 No, 300mm long MS Powder coated Aldrops 1No, 125mm long MS Powder coated butt hinges 3 Nos, 250 mm long MS Powder coated Flat latch 1No, Door stoppers 1 Nos, MS Hold fasts 6Nos, Fixing in position of MS Powder coated Sheet 24 guage of full width of shutter to a height of 0.60 mtrs for interior face and 0.15 mtrs to external face , Sales and Other Taxes cost and convenyance of all materials to site all Labour charges such as Fixing of window Frame on shutter Fixing in position , with Hardware fixtures etc., complte for finsihed item of work.
|  |  | WINDOW SIZE 0.90 x 2.13 mtrs : Area = 1.92Sqm | 0.9 | X | 2.13 | 1.917
Sal Wood Frame
|  |  | Verticals 3 x 2.13 x 0.075 x 0.100 = | 0.047925 | cum
|  |  | Horizental 2 x 0.90 x 0.075 x 0.100 = | 0.0135 | cum
0.061425
30mm thick flush door shutter of soild wood block board type with commercial ply on both faces
|  |  | 1x1.095x2.0665 = 2.26 Sqm | 2.2628 | sqm
Grill
|  |  | 12mm Square bars @ 125mm c/c | 8.1 | kgs
ABSTRACT
a)MATERIAL
| 1 | 0.061425 | Cost of Medium teak wood scantling of size 2.0 to 3.0 m TBSC-D.I-02 | 84724 | 1 | Cum | 5204.17
|  | 2.2628 | Cost 30mm thick flush door shutter of soild wood block board type with commercial ply on both faces (TBSC-L.II-05 | 76251 | 1 | Sqm | 172542.1
|  | 8.1 | 12mm Square bars @ 125mm c/c | 1417 | 1 | Sqm | 11477.7
|  | 6 | MS Hold FastsTBSC-P.IX-08 | 34 | 1 | Each | 204
|  | 1 | Cost of 300mm Long MS Powder coated Aldrops(TBSC-P.IV-09) | 173 | 1 | Each | 173
|  | 2 | Cost of 250 long MS Powder coated Towerbolts (TBSC-P.I-17) | 72 | 1 | Each | 144
|  | 2 | Cost of 150mm Long MS Powder coated Handles (TBSC-P.III-06) | 48 | 1 | Each | 96
|  | 6 | Cost of 125mm long MS Powder coated but hinges (TBSC-P.II-11) | 33 | 1 | Each | 198
|  | 1 | Cost of 300mm MS Powder coated Flat latch (TBSC-P.V-08) | 70 | 1 | Each | 70
|  | 2 | Cost of Heavy duty MS Powder coated Door Stoper (TBSC-P.IX-02) | 48 | 1 | Each | 96
a) LABOUR
|  | 1.917 | Labour charges for wrought and put up including fixing in position frames of any size , shutters for doors, windows, ventilators including fixing all necesssary fixtures etc complete for teak wood flush type door shutter including frame.(TBSC-T.I-31) | 1028 | 1 | Sqm | 1970.68
|  | 0 | Add munipal area allowance @20% | 1970.68 | 1 |  | 0
192175.65
|  |  | Add overheads @ | 0% |  |  | 0
|  |  | Rate per / Each |  |  |  | 192175.65
[6 empty] | oesay | 192176
|  |  | Asst Engineer | Dy. Executive Engineer
|  |  | PR MP Utkoor | PR SD Makthal
|  |  | Executive Engineer | 0
|  |  | 0 | 0
TSEWIDC, Sangareddy |  |  | 0 | 0
BHADRACHALAM |  |  | KOTHAGUDEM | KHAMMAM
0
HYDERABAD

## CC road data (hidden)
DATAS
| Name of Work ::- |  | Construction of Kitchen shed at ZPHS Bijwar(V) of Utkoor(M)
| Quantity |  | Description of Item |  | Rate | per | Amount
1 | Forming embankment with Side earth by mechanical means upto SDR including pre-watering of soil , removal of top soil, excavation of soils , depositing the soils on the embankment, spreading soil, breaking clods, sectioning , grading and consolidation with 8 to 10 Tonnes Vibratory Road Roller @ OMC to meet requirement of table 300-2 of MoRT&H, including all hire and operational charges of T&P and , complete for finished item of work as per MoRT&H specification 305 (4th revision) (Payment will be made based on level for finished item of work).
Unit : Cum
| Taking out put = 100 Cum |  |  | Page 70 of MoRT&H SDB
| (A) | Labour
| 0.02 | day | Mate |  | 515 | day | 10.3
| 0.5 | day | Mazdoor unskilled |  | 515 | day | 257.5
267.8
| (B) | Machinery
| 100 | cum | Rate as per G.O. Ms No 10, Dt 26/7/2005 |  | 82.22 | cum | 8222
| 1 | hr | Motor Grador for Grading @ 100 cum per hour |  | 3601.92 | hr | 3601.92
| 4 | hr | Water tanker 6 KL |  | 698.88 | hr | 2795.52
| 1 | hr | Vibratory roller 8T |  | 2861.8 | hr | 2861.8
17481.24
(C)
| 100 | Cum |  |  | 0 | cum | 0
| (E) | Total of (A) + (B) |  |  |  |  | 17749.04
| (F) | Add Contractors Profit at 13.615% on (E) |  |  |  |  | 2416.5318
|  | Cost per 100 cum (E) + (F) |  |  |  |  | 20165.5718
|  | Rate per Cum |  |  |  |  | 201.6557
|  |  | Rate per 1 cum |  |  |  | 202
1 Cum
2 | Forming embankment with borrowed useful earth from outside road boundary by mechanical means upto SDR with all leads and lifts including pre-watering of soil at borrow area, removal of top soil, excavation of soils at borrowed area, conveyance of soil, depositing the soil on the embankment, spreading soil, breaking clods, sectioning, grading and consolidation with 8 to 10 Tonnes Vibratory Road Roller @ OMC to meet requirement of table 300-2 of MoRT&H, including all hire and operational charges of T&P and , complete for finished item of work as per MoRT&H specification 305 (4th revision) (Payment will be made based on level for finished item of work).
Unit : Cum
| Taking out put = 100 Cum |  |  | Page 68,69 of MoRT&H SDB
| (A) | Labour
| 0.04 | day | Mate |  | 515 | day | 20.6
| 1 | day | Mazdoor unskilled |  | 515 | day | 515
535.6
| (B) | Machinery
| 100 | cum | Rate as per G.O. Ms No 10, Dt 26/7/2005 |  | 13 | cum | 1300
| 160 | t.km | Tipper (for 1 Km = 160x1 = 160) |  | 3.8 | t.km | 608
|  |  | Add 10% of cost of carriage to cover cost of loading and unloading |  |  |  | 60.8
| 0.5 | hr | Dozer 80 HP for spreading @ 200 cum per hour |  | 1729.2 | hr | 864.6
| 1 | hr | Motor Grador for Grading @ 100 cum per hour |  | 3601.92 | hr | 3601.92
| 4 | hr | Water tanker 6 KL |  | 698.88 | hr | 2795.52
| 1 | hr | Vibratory roller 8T |  | 2861.8 | hr | 2861.8
12092.64
(C)
| 100 | Cum |  |  | 0 | cum | 0
| (D) | Over head charges @4% (10%-VAT) on (A) + (B)+( C) |  |  |  |  | 505.1296
| (E) | Total of (A) + (B)+( C)+(D) |  |  |  |  | 13133.3696
| (F) | Add Contractors Profit at 10% on (E) |  |  |  |  | 1313.337
|  | Cost per 100 cum (E) + (F) |  |  |  |  | 14446.7066
|  | Rate per Cum |  |  |  |  | 144.4671
|  |  | Rate per 1 cum |  |  |  | 144 | 131
1 Cum
2 | Providing Plain Cement Concrete (1:4:8) mix using 40mm size HBG crushed stone aggregate and fine aggregate conforming to table 1000-2 of MoRT&H including cost, seigniorage conveyance of all materials to site and labour charges, centering, machine mixing, laying, Vibrating, curing etc., including all other incidental and operational charges of all T&P etc., complete for finished item of work as per MoRT&H specification 1500,1700, 2100 (4th Revision) and as directed by the Engineer-in-Charge for base coarse below CC Pavement.
Unit = cum
Taking output = 15 cum
| (A) | Labour
| 0.64 | nos | Mate |  | 515 | day | 329.6
| 1 | nos | Mason |  | 515 | day | 515
| 15 | nos | Mazdoor |  | 490 | day | 7350
|  |  | Total |  |  |  | 8194.6
| (B) | Material
| 13.5 | cum | Cost of 40mm SS-5 HBG M/C metal |  | 1247.67 | cum | 16843.55
| 6.75 | cum | Sand at site |  | 437.12 | cum | 2950.56
| 2.43 | MT | Cement at site |  | 7168 | MT | 17418.24
|  |  | Total |  |  |  | 37212.35
| © | Machinery
| 6 | hr | Concrete mixer 0.4/0.28 cum |  | 465.5 | hr | 2793
| 0 | hr | Generator set 35 KVA |  | 620 | hr | 0
| 2 | hr | Water tanker 6 KL |  | 698.88 | hr | 1397.76
|  |  | Total |  |  |  | 4190.76
| (E) | Total of (A) + (B)+( C) |  |  |  |  | 49597.71
| (F) | Add Contractors Profit at 13.615% on (E) |  |  |  |  | 6752.7282
|  |  | Cost per 15 cum (E) + (F) |  |  |  | 56350.4382
|  |  | Rate for 1 cum |  |  |  | 3756.7
|  |  | Rate to be adopted |  |  |  | 3757
1 Cum
4 | Vibrated cement concrete M 35 grade using 20mm & 10mm HBG crushed stone aggregate (Coarse aggregate conforming to table 1000-1 and fine aggregate conforming to table 1000-2) including cost, seigniorage conveyance of all materials to site and labour charges, centering, machine mixing, laying, vibrating, curing etc., including all other incidental and operational charges of all T&P etc., complete for finished item of work as per MoRT&H specification 1500, 1700, 2100 & 2702 (4th Revision) and as directed by the Engineer-in-Charge for C.C Pavement.
|  |  | Unit = cum | Page 345,346 of MoRT&H SDB
Taking output = 15 cum
| (A) | Labour
| 0.86 | nos | Mate |  | 515 | day | 442.9
| 1.5 | nos | Mason |  | 515 | day | 772.5
| 20 | nos | Mazdoor |  | 490 | day | 9800
|  |  | Total |  |  |  | 11015.4
| (B) | Material
| 8.1 | cum | Cost of 20mm SS-5 HBG M/C metal |  | 1302.29 | cum | 10548.55
| 5.4 | cum | Cost of 10mm SS-5 HBG M/C metal |  | 1036.04 | cum | 5594.62
| 6.75 | cum | Sand at site |  | 1824.46 | cum | 12315.11
| 6.33 | MT | Cement at site |  | 5279.74 | MT | 33420.75
|  |  | Total |  |  |  | 61879.03
| © | Machinery
| 6 | hr | Concrete mixer 0.4/0.28 cum |  | 397.5 | hr | 2385
| 0 | hr | Generator set 35 KVA |  | 620 | hr | 0
2385
| (D) | Form work
| 3.5 | % | Form work @ 3.50% on (A)+(B)+( C) |  | 75279.43 | Cum | 2634.78
| (E) | Over head charges @ 6% (10%-VAT)
| 4 | % | Add for Over head charges @ 4% on (A)+(B)+( C)+(D) |  |  |  | 3116.57
| (F) | Total of (A) + (B)+( C)+(D)+(E) |  |  |  |  | 81030.78
| (G) | Add Contractors Profit at 10% on (F) |  |  |  |  | 8103.078
|  |  | Cost per 15 cum (F)+(G) |  |  |  | 89133.858
|  |  | Rate for 1 cum |  |  |  | 5942.2572
|  |  | Rate to be adopted |  |  |  | 5942
1 Cum
3 | Construction of Gravel shoulders including cost, and conveyance of all materials to work site and spreading in uniform layers by approved means, on prepared surface and compacting with vibratory roller to achieve the desired density at OMC etc., complete for finished item of work as per MoRT&H Specification 401& 407 (4th revision) and as directed by the Engineer-in-charge. ( Payment will be made based on levels for finished item of work ).
Unit = cum
Taking output = 300 cum
| (A) | Labour
| 0.4 | day | Mate |  | 515 | day | 206
| 2 | day | Mazdoor skilled |  | 515 | day | 1030
| 8 | day | Mazdoor unskilled |  | 490 | day | 3920
|  |  | Total |  |  |  | 5156
| (B) | Machinery
| 6 | hr | Vibratory roller 8T |  | 2861.8 | hr | 17170.8
| 3 | hr | Water tanker 6 KL |  | 698.88 | hr | 2096.64
|  |  | Total |  |  |  | 19267.44
| (C) | Material
| 384 | cum | Gravel |  | 192.88 |  | 74065.92
| (E) | Total of (A) + (B)+( C)+(D) |  |  |  |  | 98489.36
| (F) | Add Contractors Profit at 13.615% on (E) |  |  |  |  | 13409.3264
|  |  | Cost per 300 cum (E) + (F) |  |  |  | 111898.6864
|  |  | Rate per 1 cum |  |  |  | 373
|  |  | Rate to be adopted |  |  |  | 373
1 Cum
4 | Vibrated cement concrete M.25 grade using 20mm & 10mm HBG crushed stone aggregate (Coarse aggregate conforming to table 1000-1 and fine aggregate conforming to table 1000-2) including cost, seigniorage conveyance of all materials to site and labour charges, centering, machine mixing, laying, vibrating, curing etc., including all other incidental and operational charges of all T&P etc., complete for finished item of work as per Approved drawing but excluding cost of steel and its fabrication charges as per MoRT&H specification 1500, 1600,1700, & 2704 (4th Revision) and as directed by the Engineer-in-Charge for CC Pavements.
Unit = cum
|  | Taking output = 15 cum |  | Page 340,501 of MoRT&H SDB
|  | (A) | Labour
| 0.86 | nos | Mate |  | 515 | day | 442.9
| 1.5 | nos | Mason |  | 515 | day | 772.5
| 20 | nos | Mazdoor |  | 490 | day | 9800
|  |  | Total |  |  |  | 11015.4
|  | (B) | Material
| 8.1 | cum | Cost of 20mm HBG metal |  | 1703.92 | cum | 13801.75
| 5.4 | cum | Cost of 10mm HBG metal |  | 1437.67 | cum | 7763.42
| 6.75 | cum | Sand at site |  | 437.12 | cum | 2950.56
| 5.7 | MT | Cement at site |  | 7168 | MT | 40857.6
|  |  | Total |  |  |  | 65373.33
|  | © | Machinery
| 6 | hr | Concrete mixer 0.4/0.28 cum |  | 465.5 | hr | 2793
| 0 | hr | Generator set 33 KVA |  | 620 | hr | 0
|  |  | Total |  |  |  | 2793
| 13.615 | % | Add for Over head charges @ 14% on (A)+(B)+( C)+(D) |  |  |  | 10780.59
|  |  | Cost per 15 cum |  |  |  | 89962.32
|  |  | Rate for 1 cum M 25 Concrete |  |  |  | 5997.488
|  |  | Rate to be adopted |  |  |  | 5997
1 Cum

## WS-DATA (hidden)
Construction of Kitchen shed at ZPHS Bijwar(V) of Utkoor(M)
SANITARY & WATER SUPPLY DATAS (SOR 2020-21)
|  | AREA ALLOWENCE | 0%
|  | ADD 13.615% OVERHEADS | 0%
Sl.No |  | DESCRIPTION | ITEM CODE | COEF. | UNIT | RATE | PER | UNIT | Amount (Rs.)
1 |  | Supplying and laying, filling, jointing and testing SWG SP-1 pipes of ISI make confirming to IS 1651 & 4127 1st quality with air tight Cement joints in CM (1.5:1)prop. including excavation of trenches and socket pits in any soil (except rock requiring blasting) and refilling with watering and tamping including cost and conveyance of all materials to site and all labour charges for finished item of work (APSS NO 1301 & 1318)
| A) | 101.60 mm dia SWG pipe upto 3' depth | TBSP-A.I-02 | 1 | Rmt | 475 | 1 | Rmt | 475
|  | Area allowence on labour charges | TBSP-A.III-01 | 0% |  | 277 | 1 | 0 | 0
475
|  | add overheads @ |  | 0% |  |  |  |  | 0
|  | Total rate per 1 Rmt | [6 empty] | 475
| B) | 152.40mm dia SWG pipe upto 3' depth | TBSP-A.I-03 | 1 | Rmt | 795 | 1 | Rmt | 795
|  | Area allowence on labour charges | TBSP-A.III-02 | 0% |  | 277 | 1 | 0 | 0
795
|  | add overheads @ |  | 0% |  |  |  |  | 0
|  | Total rate per 1 Rmt | [6 empty] | 795
| C) | 101.60 mm dia SWG pipe upto 5' depth | TBSP-A.I-01 | 1 | Rmt | 500 | 1 | Rmt | 500
|  | Area allowence on labour charges | TBSP-A.III-02 | 0% |  | 344 | 1 | 0 | 0
500
|  | add overheads @ |  | 0% |  |  |  |  | 0
|  | Total rate per 1 Rmt | [6 empty] | 500
| D) | 152.40mm dia SWG pipe upto 5' depth | TBSP-A.I-04 | 1 | Rmt | 722 | 1 | Rmt | 722
|  | Area allowence on labour charges | TBSP-A.III-01 | 0% |  | 344 | 1 | 0 | 0
722
|  | add overheads @ |  | 0% |  |  |  |  | 0
|  | Total rate per 1 Rmt | [6 empty] | 722
2 |  | Constructing 904.0 mm (3’0”) dia brick masonry inspection chamber as per IS - 4111: Part-1:1986 with cement mortar (1:6) prop using 2nd Class Clay Bricks of 225 mm thick from approved source having a minimum crushing strength of 5 N/sq.mm including plastering with cement mortar 1:3 prop; ½” thick both inside and outside fitted with 20” dia RCC manhole covers and frames including excavating pits up to a depth of 904 mm (3'-0") in all sorts of soils (exculding rock) and laying cement conrete (1:4:8) 150 mm thick using 40 mm HBG Metal and P.C.C. 1:2:4 benching and channel 100 mm thick as per Standard specification and including cost and conveyance of all materials like cement, sand, bricks, water etc., to site, cost of seigniorage charges on all materials and all incidental and operational, labour charges like mixing cement mortar, constructing masonry, lift charges, curing etc., complete for finished item of work as per Standard specification.
|  | basic rate as per ssr item | TBSP-B.I-03 | 1 | Nos | 7835 | 1 | Nos | 7835
|  | Area allowence on labour charges |  | 0% | Nos |  | 1 | Nos | 0
7835
|  | add overheads @ |  | 0% |  |  |  |  | 0
|  | Total rate per 1 Nos | [6 empty] | 7835
3 |  | Constructing 904.0 mm (3’0”) dia brick masonry inspection chamber as per IS - 4111: Part-1:1986 with cement mortar (1:6) prop using 2nd Class Clay Bricks of 225 mm thick from approved source having a minimum crushing strength of 5 N/sq.mm including plastering with cement mortar 1:3 prop; ½” thick both inside and outside fitted with 20” dia RCC manhole covers and frames including excavating pits up to a depth of 1524 mm (5'-0") in all sorts of soils (exculding rock) and laying cement conrete (1:4:8) 150 mm thick using 40 mm HBG Metal and P.C.C. 1:2:4 benching and channel 100 mm thick as per Standard specification and including cost and conveyance of all materials like cement, sand, bricks, water etc., to site, cost of seigniorage charges on all materials and all incidental and operational, labour charges like mixing cement mortar, constructing masonry, lift charges, curing etc., complete for finished item of work as per Standard specification.
|  | basic rate as per ssr item | TBSP-B.I-04 | 1 | Nos | 11865 | 1 | Nos | 11865
|  | Area allowence on labour charges |  | 0% | Nos |  | 1 | Nos | 0
11865
|  | add overheads @ |  | 0% |  |  |  |  | 0
|  | Total rate per 1 Nos | [6 empty] | 11865
4 |  | Constructing 904.0 mm (3’0”) dia solid block masonry inspection chamber as per IS - 4111: Part-1:1986 with cement mortar (1:6) prop using fly ash blocks of 225mm thick from approved source having a minimum crushing strength of 10 N/sq.mm including plastering with cement mortar 1:3 prop; ½” thick both inside and outside fitted with 20” dia RCC manhole covers and frames including excavating pits up to a depth of 1524 mm (5'-0") in all sorts of soils (exculding rock) and laying cement conrete (1:4:8) 150 mm thick using 40 mm HBG Metal and P.C.C. 1:2:4 benching and channel 100 mm thick as per Standard specification and including cost and conveyance of all materials like cement, sand, bricks, water etc., to site, cost of seigniorage charges on all materials and all incidental and operational, labour charges like mixing cement mortar, constructing masonry, lift charges, curing etc., complete for finished item of work as per Standard specification.
|  | basic rate as per ssr item | TBSP-B.I-02 | 1 | Nos | 11912 | 1 | Nos | 11912
|  | Area allowence on labour charges | TBSP-B.III-01 | 0% | Nos | 0 | 1 | Nos | 0
11912
|  | add overheads @ |  | 0% |  |  |  |  | 0
|  | Total rate per 1 Nos | [6 empty] | 11912
5 |  | Constructing 904.0 mm (3’0”) dia solid block masonry inspection chamber as per IS - 4111: Part-1:1986 with cement mortar (1:6) prop using fly ash blocks of 225mm thick from approved source having a minimum crushing strength of 10 N/sq.mm including plastering with cement mortar 1:3 prop; ½” thick both inside and outside fitted with 20” dia RCC manhole covers and frames including excavating pits up to a depth of 904 mm (3'-0") in all sorts of soils (exculding rock) and laying cement conrete (1:4:8) 150 mm thick using 40 mm HBG Metal and P.C.C. 1:2:4 benching and channel 100 mm thick as per Standard specification and including cost and conveyance of all materials like cement, sand, bricks, water etc., to site, cost of seigniorage charges on all materials and all incidental and operational, labour charges like mixing cement mortar, constructing masonry, lift charges, curing etc., complete for finished item of work as per Standard specification.
|  | basic rate as per ssr item | TBSP-B.I-01 | 1 | Nos | 7475 | 1 | Nos | 7475
|  | Area allowence on labour charges |  | 0% | Nos | 0 | 1 | Nos | 0
7475
|  | add overheads @ |  | 0% |  |  |  |  | 0
|  | Total rate per 1 Nos | [6 empty] | 7475
Constructing 904.0 mm (3’0”) dia solid block masonry inspection chamber as per IS - 4111: Part-1:1986 with cement mortar (1:6) prop using fly-ash blocks of 225 mm thick from approved source having a minimum crushing strength of 10 N/sq.mm including plastering with cement mortar 1:3 prop; ½” thick both inside and outside fitted with 20” dia RCC manhole covers and frames including excavating pits up to a depth of 1524 mm (5'-0") in all sorts of soils (excluding rock) and laying cement concrete (1:4:8) 150 mm thick using 40 mm HBG Metal and P.C.C. 1:2:4 benching and channel 100 mm thick as per Standard specification and including cost and conveyance of all materials like cement, sand, bricks, water etc., to site, cost of seigniorage charges on all materials and all incidental and operational, labour charges like mixing cement mortar, constructing masonry, lift charges, curing etc., complete for
|  | basic rate as per ssr item | TBSP-B.I-02 | 1 | Nos | 11752 | 1 | Nos | 11752
|  | Area allowence on labour charges |  | 0% | Nos | 0 | 1 | Nos | 0
11752
|  | add overheads @ |  | 0% |  |  |  |  | 0
|  | Total rate per 1 Nos | [6 empty] | 11752
3 |  | Supplying and fixing 150.00mmx100.00mm SWG gully trap 1st class confirming to ISI 651 & 4127 with CI grating and constructing single brick masonry wall chamber of size 20" x 14" x 12” in CM (1:6) prop. Over a CC (1:5:10)prop. bed, and fitted with 304.8 mm x 225.6 mm(12" x 9") CI frame and hinged cover and plastering 12mm thk. in CM (1:4) prop. both inside and outside surfaces and including cost and conveyance of all materials to site, labour charges etc., complete for finished item of work.
|  | Basic rate as per ssr item | TBSP-A.I-09 | 1 | Nos | 693 | 1 | Nos | 693
|  | Area allowence on labour charges | TBSP-A.III-05 | 0% |  |  | 1 | 0 | 0
693
|  | add overheads @ |  | 0% |  |  |  |  | 0
|  | Total rate per 1 Nos | [6 empty] | 693
4 |  | Supplying and fixing Indian make Flat Back Wash Hand Basin (HSW/Parryware/ Neycer) 1st quality conforming to IS:2556-Part-4:1972 of size 550mm x 400mm with waste fittings like rubber plug, chain, 32 mm nominal size C.P. Fitting with parallel pipe thread conforming to IS:2963-1979 and fitted with 15 mm nominal bore Chromium Plated Pillar Tap of 1st quality Indian make 400 grams Seiko/ Esso or equivalent complete with standard CI brackets including wooden block ,1 No.12.70mm PVC connection with brass union nuts CP coated , 1 No.12.70mm NP bib tap 300 gms Seiko or equivalent including cost and conveyance of all materials to site, labour charges etc. complete for finished item of work
| A | Basic rate as per ssr item | TBSP-E.VI-04 | 1 | Nos | 2136 | 1 | Nos | 2136
|  | Area allowence on labour charges | TBSP-E.VIII- 08 | 0% |  | 448 | 1 | 0 | 0
2136
|  | add overheads @ |  | 0% |  |  |  |  | 0
|  | Total rate per 1 Nos | [6 empty] | 2136
| B | Basic rate as per ssr item 15MM DIA PVC conection with brass union nut CP coated | TBSP-J.I-32 | 1 | Nos | 114 | 1 | Nos | 114
|  | Area allowence on labour charges |  | 0% |  | 0 | 1 | 0 | 0
114
|  | add overheads @ |  | 0% |  |  |  |  | 0
|  | Total rate per 1 Nos | [6 empty] | 114
| C | Basic rate as per ssr item 15 MM ANGLE STOP COCK first quality Indian make 400 gms Seiko | TBSP-F.IV-07 | 1 | Nos | 619 | 1 | Nos | 619
|  | Area allowence on labour charges |  | 0% |  | 0 | 1 | 0 | 0
619
|  | add overheads @ |  | 0% |  |  |  |  | 0
|  | Total rate per 1 Nos | [6 empty] | 619
| D | Basic rate as per ssr item 38.1 MM CP WASTE COUPLING half or full thread 1st quality indian make paryware or equivalent | TBSP-F.VII-07 | 1 | Nos | 260 | 1 | Nos | 260
|  | Area allowence on labour charges |  | 0% |  | 0 | 1 | 0 | 0
260
|  | add overheads @ |  | 0% |  |  |  |  | 0
|  | Total rate per 1 Nos | [6 empty] | 260
| E | Basic rate as per ssr item 31.75 MM dia PVC fleible waste pipe of 914.4 mm length of first quality | TBSP-H.II-04 | 1 | Nos | 29 | 1 | Nos | 29
|  | Area allowence on labour charges |  | 0% |  | 0 | 1 | 0 | 0
29
|  | add overheads @ |  | 0% |  |  |  |  | 0
|  | Total rate per 1 Nos | [6 empty] | 29
|  | TOTAL COST (A+B+C) | [5 empty] | Rs | 3158
5 |  | Supplying and fixing CP finish brass soap dish type complete including cost and conveyance of all materials, labour charges for fixing etc., complete for finished item of work in all floors
|  | Basic rate as per ssr item | TBSP-F.VII-21 | 1 | Nos | 577 | 1 | Nos | 577
|  | Area allowence on labour charges | TBSP-F.VIII-04 | 0% |  | 108 | 1 | 0 | 0
577
|  | add overheads @ |  | 0% |  |  |  |  | 0
|  | Total rate per 1 Nos | [6 empty] | 577
6 |  | Supplying and fixing TV shape mirror with plastic frame of size 609.6mm x 457.2mm , plywood back with NP screws 1st quality including cost and conveyance of all materials, labour charges etc., complete for finished item of work in all floors.
|  | Basic rate as per ssr item | TBSP-J.I-35 | 1 | Nos | 522 | 1 | Nos | 522
|  | Area allowence on labour charges |  | 0% |  | 0 | 1 | 0 | 0
522
|  | add overheads @ |  | 0% |  |  |  |  | 0
|  | Total rate per 1 Nos | [6 empty] | 522
7 |  | Supplying and fixing of 25.4mm dia , 609.6mm long aluminium anodized towel rods with brackets and aluminium screws including cost and conveyance of all materials, labour charges etc., complete for finished item of work.
|  | Basic rate as per ssr item | TBSP-J.I-25 | 1 | Nos | 168 | 1 | Nos | 168
|  | Area allowence on labour charges |  | 0% |  | 0 | 1 | 0 | 0
168
|  | add overheads @ |  | 0% |  |  |  |  | 0
|  | Total rate per 1 Nos | [6 empty] | 168
8 |  | Supplying and fixing of 15 mm brass body CP finish bib tap of not less than 300 grams weight screw type (full turn) with internal /external threaded conenction conforming to IS 8931 including cost and conveyance of all materials, labour charges etc., complete for finished item of work in all floors.
300 grams
|  | Basic rate as per ssr item | TBSP-F.I-01 | 1 | Nos | 250 | 1 | Nos | 250
|  | Area allowence on labour charges | TBSP-F.VIII-01 | 0% |  | 55 | 1 | 0 | 0
250
|  | add overheads @ |  | 0% |  |  |  |  | 0
|  | Total rate per 1 Nos | [6 empty] | 250
9 |  | S&F of 15 mm brass body premium variety Chromium Plated finish bib tap with wall flange of not less than 500 grams weight with quarter turn spindle with either internal or external threaded connection conforming to IS 8931 and with 10 years warranty including cost and conveyance of all materials, labour charges etc., complete for finished item of work in all floors.
500 gms
|  | Basic rate as per ssr item | TBSP-F.I-03 | 1 | Nos | 865 | 1 | Nos | 865
|  | Area allowence on labour charges | TBSP-F.VIII-04 | 0% |  | 108 | 1 | 0 | 0
865
|  | add overheads @ |  | 0% |  |  |  |  | 0
|  | Total rate per 1 Nos | [6 empty] | 865
10 |  | S&F of 15 mm brass body CP finish self closing tap lift type conforming to IS 1711 including cost and conveyance of all materials, labour charges etc., complete for finished item of work in all floors.
|  | Basic rate as per ssr item | TBSP-F.III-01 | 1 | Nos | 275 | 1 | Nos | 275
|  | Area allowence on labour charges | TBSP-F.VIII-01 | 0% |  | 0 | 1 | 0 | 0
275
|  | add overheads @ |  | 0% |  |  |  |  | 0
|  | Total rate per 1 Nos | [6 empty] | 275
11 |  | Supplying and fixing of SWR/ PVC pipes (as per ISI standards) 4 Kg/Sq.cm. Prince/sudhakar or any ISI brand and fixing all special such as plain bends, off sets, door bends, single junctions, double junctions as per site requirement, fixing with PVC clamps if necessary with required number of Bombay nails including cost and conveyance of all materials to site, labour charges etc.complete for finished item of work at all floor levels. (APSS No. 1302 1319 & 1326)
| (a) | 75mm dia 3 Mts single socket
|  | Basic rate as per ssr item | TBSP-H.I-01 | 1 | RM | 278 | 3 | RMT | 92.67
|  | Area allowence on labour charges | TBSP-H.IV-01 | 0% |  | 83 | 1 | 0 | 0
92.67
|  | add overheads @ |  | 0% |  |  |  |  | 0
|  | Total rate per 1 RMT | [6 empty] | 92.7
| (a) | 90mm dia 3 Mts single socket
|  | Basic rate as per ssr item | TBSP-H.I-02 | 1 | RM | 442 | 3 | RMT | 147.33
|  | Area allowence on labour charges | TBSP-H.IV-01 | 0% |  | 83 | 1 | 0 | 0
147.33
|  | add overheads @ |  | 0% |  |  |  |  | 0
|  | Total rate per 1 RMT | [6 empty] | 147.35
| (b) | 110mm dia 3 Mts single socket
|  | Basic rate as per ssr item | TBSP-H.I-03 | 1 | RM | 527 | 3 | RMT | 175.67
|  | Area allowence on labour charges | TBSP-H.IV-01 | 0% | RM | 83 | 1 | RM | 0
175.67
|  | add overheads @ |  | 0% |  |  |  |  | 0
|  | Total rate per 1 RMT | [6 empty] | 175.7
| (b) | 160mm dia 3 Mts double socket
|  | Basic rate as per ssr item | TBSP-H.I-22 | 1 | RM | 1140 | 3 | RMT | 380
|  | Area allowence on labour charges | TBSP-H.IV-01 | 0% | RM | 83 | 1 | RM | 0
380
|  | add overheads @ |  | 0% |  |  |  |  | 0
|  | Total rate per 1 RMT | [6 empty] | 380
12 |  | Supplying & fixing GI pipe Medium Grade properties & weight as per IS 1239 ISI mark with GI fittings in ground or on wall including cost of tees, elbows, bends, reducers, couplings, running joints, union flanges, unions etc. with necessary excavation in all types of soils except rock requiring blasting, refilling, chiselling masonry walls and making good the walls & floors to the original surface and fixing MS clamps on TW blocks on walls including cost and conveyance of all materials and labour charges complete for finished item of work.
| a) | 15mm Nominal bore
|  | Basic rate as per ssr item | TBSP-G.I-07 | 1 | Rmt | 193 | 1 | Rmt | 193
|  | Area allowence on labour charges | BMW-F80 | 0% | Rmt | 41 | 1 |  | 0
193
|  | add overheads @ |  | 0% |  |  |  |  | 0
|  | Total rate per 1 RMT | [6 empty] | 193
| b) | 20mm Nominal bore
|  | Basic rate as per ssr item | TBSP-G.I-08 | 1 | Rmt | 214 | 1 | Rmt | 214
|  | Area allowence on labour charges | BMW-F82 | 0% | Rmt | 41 | 1 | Rmt | 0
214
|  | add overheads @ |  | 0% |  |  |  |  | 0
|  | Total rate per 1 RMT | [6 empty] | 214
| c) | 25mm Nominal bore
|  | Basic rate as per ssr item | TBSP-G.I-09 | 1 | Rmt | 281 | 1 | RMT | 281
|  | Area allowence on labour charges | BMW-F84 | 0% | Rmt | 41 | 1 | Rmt | 0
281
|  | add overheads @ |  | 0% |  |  |  |  | 0
|  | Total rate per 1 RMT | [6 empty] | 281
| D | 40mm Nominal bore
|  | Basic rate as per ssr item | TBSP-G.I-11 | 1 | Rmt | 441 | 1 | RMT | 441
|  | Area allowence on labour charges | BMW-F88 | 0% | Rmt | 44 | 1 | Rmt | 0
441
|  | add overheads @ |  | 0% |  |  |  |  | 0
|  | Total rate per 1 RMT | [6 empty] | 441
| E | 50mm Nominal bore
|  | Basic rate as per ssr item | TBSP-G.I-12 | 1 | Rmt | 475 | 1 | RMT | 475
|  | Area allowence on labour charges | BMW-F90 | 0% | Rmt | 67 | 1 | Rmt | 0
475
|  | add overheads @ |  | 0% |  |  |  |  | 0
|  | Total rate per 1 RMT | [6 empty] | 475
| F | 65mm Nominal bore
|  | Basic rate as per ssr item | TBSP-G.I-13 | 1 | Rmt | 842 | 1 | RMT | 842
|  | Area allowence on labour charges | BMW-F90 | 0% | Rmt | 67 | 1 | Rmt | 0
842
|  | add overheads @ |  | 0% |  |  |  |  | 0
|  | Total rate per 1 RMT | [6 empty] | 842
13 |  | Supplying and fixing Bronze Gate/ Globe valve as per IS - 778 Class - I,Indian make heavy type including cost and conveyance of all materials , labour charges etc. complete for finished item of work.
15 mm dia nominal bore
|  | Basic rate as per ssr item | TBSP-G.III-01 | 1 | Nos | 577 | 1 | Nos | 577
|  | Area allowence on labour charges | TBSP-G.IV-02 | 0% |  | 62 | 1 | 0 | 0
577
|  | add overheads @ |  | 0% |  |  |  |  | 0
|  | Total rate per 1 No | [6 empty] | 577
| a) | 20mm Nominal bore
|  | Basic rate as per ssr item | TBSP-G.III-02 | 1 | Nos | 891 | 1 | Nos | 891
|  | Area allowence on labour charges | TBSP-G.IV-02 | 0% |  | 96 | 1 | 0 | 0
891
|  | add overheads @ |  | 0% |  |  |  |  | 0
|  | Total rate per 1 No | [6 empty] | 891
| b) | 25mm Nominal bore
|  | Basic rate as per ssr item | TBSP-G.III-03 | 1 | Nos | 1281 | 1 | Nos | 1281
|  | Area allowence on labour charges | TBSP-G.IV-01 | 0% |  | 168 | 1 | 0 | 0
1281
|  | add overheads @ |  | 0% |  |  |  |  | 0
|  | Total rate per 1 No | [6 empty] | 1281
| c) | 32mm Nominal bore
|  | Basic rate as per ssr item | TBSP-G.III-04 | 1 | Nos | 1947 | 1 | Nos | 1947
|  | Area allowence on labour charges | TBSP-G.IV-01 | 0% |  | 168 | 1 | 0 | 0
1947
|  | add overheads @ |  | 0% |  |  |  |  | 0
|  | Total rate per 1 No | [6 empty] | 1947
| c) | 40mm Nominal bore
|  | Basic rate as per ssr item | TBSP-G.III-05 | 1 | Nos | 2630 | 1 | Nos | 2630
|  | Area allowence on labour charges | TBSP-G.IV-01 | 0% |  | 168 | 1 | 0 | 0
2630
|  | add overheads @ |  | 0% |  |  |  |  | 0
|  | Total rate per 1 No | [6 empty] | 2630
| d) | 50mm Nominal bore
|  | Basic rate as per ssr item | TBSP-G.III-06 | 1 | Nos | 3850 | 1 | Nos | 3850
|  | Area allowence on labour charges | TBSP-G.IV-01 | 0% |  | 168 | 1 | 0 | 0
3850
|  | add overheads @ |  | 0% |  |  |  |  | 0
|  | Total rate per 1 No | [6 empty] | 3850
| e | 65 mm nominal bore
|  | Basic rate as per ssr item | TBSP-G.III-07 | 1 | Nos | 5949 | 1 | Nos | 5949
|  | Area allowence on labour charges | TBSP-G.IV-01 | 0% |  | 168 | 1 | 0 | 0
5949
|  | add overheads @ |  | 0% |  |  |  |  | 0
|  | Total rate per 1 No | [6 empty] | 5949
12 |  | Supplying and fixing PPR ball valve of 25 mm dia confirming to DIN standards 8077/8092 , Indian make heavy type including cost and conveyance of all materials , labour charges etc. complete for finished item of work.
|  | Basic rate as per ssr item | TBSP-J.III-185 | 1 | Nos | 223 | 1 | Nos | 223
|  | Area allowence on labour charges |  | 0% |  | 0 | 1 | 0 | 0
223
|  | add overheads @ |  | 0% |  |  |  |  | 0
|  | Total rate per 1 No | [6 empty] | 223
13 |  | Supplying and fixing PPR ball valve of 32 mm dia confirming to DIN standards 8077/8092 , Indian make heavy type including cost and conveyance of all materials , labour charges etc. complete for finished item of work.
|  | Basic rate as per ssr item | TBSP-J.III-186 | 1 | Nos | 257 | 1 | Nos | 257
|  | Area allowence on labour charges |  | 0% |  |  | 1 | 0 | 0
257
|  | add overheads @ |  | 0% |  |  |  |  | 0
|  | Total rate per 1 No | [6 empty] | 257
| b | Supplying and fixing PPR ball valve of 40 mm dia confirming to DIN standards 8077/8092 , Indian make heavy type including cost and conveyance of all materials , labour charges etc. complete for finished item of work.
|  | Basic rate as per ssr item | TBSP-J.III-187 | 1 | Nos | 478 | 1 | Nos | 478
|  | Area allowence on labour charges |  | 0% |  |  | 1 | 0 | 0
478
|  | add overheads @ |  | 0% |  |  |  |  | 0
|  | Total rate per 1 No | [6 empty] | 478
| b | Supplying and fixing PPR ball valve of 50 mm dia confirming to DIN standards 8077/8092 , Indian make heavy type including cost and conveyance of all materials , labour charges etc. complete for finished item of work.
|  | Basic rate as per ssr item | TBSP-J.III-188 | 1 | Nos | 556 | 1 | Nos | 556
|  | Area allowence on labour charges |  | 0% |  |  | 1 | 0 | 0
556
|  | add overheads @ |  | 0% |  |  |  |  | 0
|  | Total rate per 1 No | [6 empty] | 556
14 |  | Supply and fixing of white glazed flat back bowl urinals of size 440 mm x 265 mm x 315 mm with internal rim flushing mm fixied with screws complete inidan make (HS W/Parry/Neycer) conforming to IS 2556 -1995 as approved be Engineer - in - charge 12.7 mm PVC connection with brass plumber union nuts CM Coated. including 12.70 mm push cock 1st qulaity of approved make including supply & fixing 31.75 m dia PVC flexible waser pipe of 914.40 mm lenght of 1st including cost and conveyance of all materials to site labour charges etc., complete for finished item of work for all floors
|  | Basic rate as per ssr item | TBSP-E.VII-01 | 1 | Nos | 1007 | 1 | Nos | 1007
|  | Area allowence on labour charges | TBSP-E.VIII-11 | 0% |  | 179 | 1 | 0 | 0
1007
|  | add overheads @ |  | 0% |  |  |  |  | 0
|  | Total rate per 1 No | [6 empty] | 1007
15 |  | Supplying & Fixing white glazed flat back half stall urinals 1st quality conforming to IS:2556-1995 with standard C.P. Spreader fixed with screws complete Indian make : 410 x265 x 305 mm (HS W/Parry/Neycer) conforming to IS 2556 -1995 as approved be Engineer - in - charge 12.7 mm PVC connection with brass plumber union nuts CM Coated. including 12.70 mm push cock 1st qulaity of approved make including supply & fixing 31.75 m dia PVC flexible waser pipe of 914.40 mm lenght of 1st including cost and conveyance of all materials to site labour charges etc., complete for finished item of work for all floors
|  | Basic rate as per ssr item | TBSP-E.VII-02 | 1 | Nos | 2343 | 1 | Nos | 2343
|  | Area allowence on labour charges | TBSP-E.VIII-11 | 0% |  | 179 | 1 | 0 | 0
2343
|  | add overheads @ |  | 0% |  |  |  |  | 0
|  | Total rate per 1 No | [6 empty] | 2343
1 |  | Supplying & Laying 152.4 mm SWG channels with cement mortar joints with suitable brick masonry for fixing the channels in position including cost and conveyance of all materials and labour charges, overheads & contractors profit complete for finished item of work for all floors. | [8 empty] | 1 | Supplying and fixing of 101.60mm x 609.60mm white glazed porcelain channels 1st quality fixed in brick masonry to the required slopes , white cement pointing including cost and conveyance of all materials and labour charges , overheads & contractors profit complete for finished item of work for all floors. | [6 empty] | 0
|  | Rate as per SSR | TBSP-A.I-08 | 1 | No | 187 | 1 | Each | 187 |  |  | Rate as per SSR | 1 | No | #REF! | 1 | Each | #REF! | #REF!
|  | Rate for 1 RM |  | (1/0.6096) |  | 187 |  |  | 306.76 |  |  | Rate for 1 RM | (1/0.6096) |  | #REF! |  |  | #REF! | #REF!
|  | add overheads @ |  | 0 |  | 306.76 |  |  | 0 |  |  | #REF! | #REF! |  | #REF! |  |  | #REF! | #REF!
[9 empty] | 306.76 | [8 empty] | #REF! | #REF!
[8 empty] | Say | 307 | [7 empty] | Say | #REF! | #REF!
0
15 |  | Construction of brick masonry support for GI pipe of size 304.80mm x 228.60mm x 228.60 mm in CM (1:8) prop including plastering and finishing with 12mm thick in CM (1:5) including cost and conveyance of all materials and all labour charges etc. complete
|  | Basic rate as per ssr item | TBSP-B.II-04 | 1 | Nos | 86 | 1 | Nos | 86
|  | Area allowence on labour charges |  | 0% | Nos | 0 | 1 | Nos | 0
86
|  | add overheads @ |  | 0% |  |  |  |  | 0
|  | Total rate per 1 No | [6 empty] | 86
16 |  | Supplying and fixing UPVC/SWR Nahani traps 4" or 101.6mm dia 1st quality ISI marked conforming to IS:1729-1979 with 4" dia SS Grating fixing with white cement as per site requirements with standard practice for all floors including cost and conveyance of all materials to site, labour charges etc., complete for finished item of work.
| A | Basic rate as per ssr item Nahany trap | TBSP-H.II- 69 | 1 | Nos | 123 | 1 | Nos | 123
|  | Area allowence on labour charges |  | 0% |  |  | 1 | 0 | 0
123
|  | add overheads @ |  | 0% |  |  |  |  | 0
|  | Total rate per 1 No | [6 empty] | 123
| B | Basic rate as per ssr item 4" dia SS Grating | TBSP-F.VII-26 | 1 | Nos | 65 | 1 | Nos | 65
|  | Area allowence on labour charges |  | 0% |  |  | 1 | 0 | 0
65
|  | add overheads @ |  | 0% |  |  |  |  | 0
|  | Total rate per 1 No | [6 empty] | 65
|  | Total cost (A +B) | [6 empty] | 188
16 |  | Supplying and fixing 580 mm x 440 mm long Orissa pan white glazed Water Closet 1st qualityISI marked confirming to IS:2556-Part-3-1981 with "P" or "S" trap Hindware / Parryware / Neycer with brick masonry seat, CC squatting plate and fixing 12.70mm dia NP Push cock 1st quality , P trap or S trap of Indian W.C. shall be encased on CC (1:2:4) 150mm alround well above the joint to stop leakage at the joint etc., complete including cost and conveyance of all materials to site, cost of CC bed, labour charges and seigniorage charges etc., complete for finished item of work.
|  | Basic rate as per ssr item | TBSP-E.I-03 | 1 | Nos | 2018 | 1 | Nos | 2018
|  | Area allowence on labour charges | TBSP-E.VIII-02 | 0% |  | 448 | 1 | 0 | 0
|  | add overheads @ |  | 0% |  |  |  |  | 0
|  | Total cost>>>>>>>>A | [6 empty] | 2018
|  | Providing brick masonry seat | TBSP-E.I-06 | 1 | Nos | 280 | 1 | Nos | 280
|  | add overheads @ |  | 0% |  |  |  |  | 0
|  | Total cost>>>>>>>>B | [6 empty] | 280
|  | Total cost (A +B) | [6 empty] | 2298
17 |  | Supplying and fixing approved make wash down European Water Closet of 1st quality conforming to IS:2556-Part-2-2004 of white glazed with 'S' trap,supplying and fixing best Indian make plastic seat and lid for European water closets with rubber or plastic Buffers as per IS 2548-1996 and 10 litres capacity single flush PVC low level cistern with internal components and fixed using required size of nails and screws, 15 mm brass angle stop valve of quarter turn spindle type of not less than 400 grams weight with internal threaded conforming to IS 8931, 15mm PVC connections with brass union nuts CP coated including cost and conveyance of all materials to site, overheads & contractors profit etc., complete for finished item of work for all floors.
|  | Basic rate as per ssr item | TBSP-E.II-01 | 1 | Nos | 1799 | 1 | Nos | 1799
|  | Area allowence on labour charges | TBSP-E.VIII-06 | 0% |  | 314 | 1 | 0 | 0
|  | Plastic seat & lid as per IS 2548-1996 | TBSP-E.V-01 | 1 | Nos | 1186 | 1 | Nos | 1186
|  | Area allowence on labour charges | TBSP-E.VIII-07 | 0% |  | 91 | 1 | 0 | 0
|  | Supply and Fixing 10 Litres capacity Single Flush white PVC low level flushing system parryware, slimline with internal components and short bend including cost and conveyance of all materials to site, all labour charges, sales and other taxes on all materials etc., complete for finished item of work for all floors. | TBSP-H.II-07 | 1 | Nos | 1613 | 1 | Nos | 1613
|  | Area allowence on labour charges | TBSP-E.VIII-04 | 0% |  | 627 | 1 | 0 | 0
4598
|  | ADD 13.615% OVERHEADS | 0 | [5 empty] | 0
|  | Total cost (A +B) | [6 empty] | 4598
18 |  | Supply and Fixing 10 Litres capacity Single Flush white PVC low level flushing system parryware, slimline with internal components and short bend including cost and conveyance of all materials to site, all labour charges, sales and other taxes on all materials etc., complete for finished item of work for all floors.
|  | Basic rate as per ssr item | TBSP-H.II-07 | 1 | Nos | 1613 | 1 | Nos | 1613
|  | Area allowence on labour charges | TBSP-E.VIII-04 | 0% |  | 627 | 1 | 0 | 0
1613
|  | add overheads @ |  | 0% |  |  |  |  | 0
|  | Total rate per 1 No | [6 empty] | 1613
18 |  | Providing and placing on terrace (at all floor levels) polyetheylene water storage tank with double layer approved brand and manufacture with cover and suitable locking arrangement and making necessary holes for inlet and outlets and over flow pipes but without fittings and base support for tanks including cost and conveyance of all materials and labour charges for placing and fixing in position as directed by Engineer-in-Charge.
|  | Basic rate as per ssr item | TBSP-H.II-01 | 1 | Lit | 8 | 1 | Lit | 8
|  | Area allowence on labour charges |  | 0% |  | 0 | 1 | 0 | 0
8
|  | add overheads @ |  | 0% |  |  |  |  | 0
|  | Total rate per 1 Ltr | [6 empty] | 8
19 |  | Supplying and fixing Indian make white glazed vitreous chaina porcelain sink confirming to IS:2556-part -5-1994 on cantilever brackets with waste fittings like rubbur plug chain, 32 mm nominal size C.P fitting with parallel pipe thread confirming to IS:2963-1979 for sink size 600 mm x 400 mm x 250 mm
|  | Basic rate as per ssr item | TBSP-E.VI-9 | 1 | Nos | 4162 | 1 | Nos | 4162
|  | Area allowence on labour charges | TBSP-E.VIII-12 | 0% |  | 448 | 1 | 0 | 0
4162
|  | add overheads @ |  | 0% |  |  |  |  | 0
|  | Total rate per 1 No | [6 empty] | 4162
20 |  | Supply and fixing of stainless steel sink with drain board of size 914.4 mm x 457.2 mm 1 mm thick of indian make on cantilever brackets including 32 mm CP waste coupling including supply & fixing of 31.75 mm dia PVC flexible waste pipe of 914.4 mm length of 1st quality, chasing brick masonry wall and making good after construction i.e., restoring to original srufaces etc., complete including cost and conveyance of all materials and labour charges for all operations etc., complete for finished item of work in all floors | [7 empty] | to check labour rae for this !
|  | Basic rate as per ssr item | TBSP-E.VI-13 | 1 | Nos | 6339 | 1 | Nos | 6339
|  | Area allowence on labour charges |  | 0% |  |  | 1 | 0 | 0
6339
|  | add overheads @ |  | 0% |  |  |  |  | 0
|  | Total rate per 1 No | [6 empty] | 6339
21 |  | Supply & Fixing of 22" dia RCC Cover for manhole with nominal reinforecement 3" thick with hooks for lfifting including cost and conveyance of all materials, labour charges etc., complete for finished tiem of work
|  | Basic rate as per ssr item | TBSP-B.II-05 | 1 | Nos | 746 | 1 | Nos | 746
|  | Area allowence on labour charges |  | 0% |  | 0 | 1 | 0 | 0
746
|  | add overheads @ |  | 0% |  |  |  |  | 0
|  | Total rate per 1 No | [6 empty] | 746
22 |  | Supply and fixing of 100 mm dia CI Vent pipe of 3 mts length double socket fitted with AC cowl and mosquito proof wire mesh including cost and conveyance of all materials to site and labour charges for placing and fixing in position etc., complete for finished item of work.
|  | Basic rate as per ssr item | TBSP-D.I-05 | 1 | Nos | 2222 | 1 | Nos | 2222
|  | Area allowence on labour charges |  | 0% |  | 0 | 1 | 0 | 0
2222
|  | add overheads @ |  | 0% |  |  |  |  | 0
|  | Total rate per 1 No | [6 empty] | 2222
23 |  | Supply and fixing of 75 mm dia CI Vent pipe of 3 mts lenth fitted with AC cowl and mosquito proof wire mesh including cost and conveyance of all materials to site and labour charges for placing and fixing in position etc., complete for finished item of work.
|  | Basic rate as per ssr item | TBSP-D.I-04 | 1 | Nos | 1647 | 1 | Nos | 1647
|  | Area allowence on labour charges |  | 0% |  | 0 | 1 | 0 | 0
1647
|  | add overheads @ |  | 0% |  |  |  |  | 0
|  | Total rate per 1 No | [6 empty] | 1647
24 | a | Supply and fixing of CI pipes 101.6mm Single socket ISI marked confirming to IS: 1729 - 1979 of reputed make with cement caulked joints and paintaed black with japan paint and fixing with necessary woden blocks fixed in the masoery walls in CM (1.5:1) including fixing of MS clamps of necessary size and required no of Bombay nails etc., complete including cost and conveyance of all materials to site all labour charges sales and other taxes on all materials etc.,, complete for finished item of work all Floors
|  | Basic rate as per ssr item | TBSP-C.I-02 | 1 | Nos | 1006 | 1 | Nos | 1006
|  | Area allowence on labour charges | TBSP-C.III-01 | 0% |  | 270 | 1 | 0 | 0
1006
|  | add overheads @ |  | 0% |  |  |  |  | 0
|  | Total rate per 1 No | [6 empty] | 1006
25 | b | Supply and fixing of CI pipes 76.2 mm Single socket ISI marked confirming to IS: 1729 - 1979 of reputed make with cement caulked joints and paintaed black with japan paint and fixing with necessary woden blocks fixed in the masoery walls in CM (1.5:1) including fixing of MS clamps of necessary size and required no of Bombay nails etc., complete including cost and conveyance of all materials to site all labour charges sales and other taxes on all materials etc.,, complete for finished item of work all Floors
|  | Basic rate as per ssr item | TBSP-C.I-01 | 1 | Nos | 766 | 1 | Nos | 766
|  | Area allowence on labour charges | TBSP-C.III-01 | 0% |  | 270 | 1 | 0 | 0
766
|  | add overheads @ |  | 0% |  |  |  |  | 0
|  | Total rate per 1 No | [6 empty] | 766
19 |  | Constructing 457.2mm x 457.2mm (1'-6" x 1'-6") brick in CM (1:6) prop. Masonry inspection chamber upto 914.4mm (3'-0") and fitted with light weight 457.2mm x 457.2mm (1'-6" x 1"-6") frame and cover of 20kg., including cost and convenyance of all materials to site, all labour charges, sales and otehr taxes on all materials etc., complete for finished item of work
|  | Basic rate as per ssr item | TBSP-B.II-02 | 1 | Nos | 4273 | 1 | Nos | 4273
|  | Area allowence on labour charges |  | 0% |  |  | 1 | 0 | 0
4273
|  | add overheads @ |  | 0% |  |  |  |  | 0
|  | Total rate per 1 No | [6 empty] | 4273
20 |  | Supply and Fixing of AC Cowls 88.9 mn dia with all necessary requirements including all operational , incidental sales and other taxes and all labour charges etc., complete including cost and convenyance of all materials complete for finished item of work for all Floors.
|  | Basic rate as per ssr item | TBSP-J.I-29 | 1 | Nos | 73 | 1 | Nos | 73
|  | Area allowence on labour charges |  | 0% |  |  | 1 | 0 | 0
73
|  | add overheads @ |  | 0% |  |  |  |  | 0
|  | Total rate per 1 No | [6 empty] | 73
21 |  | Supply and Fixing of AC Cowls 63.50 mn dia with all necessary requirements including all operational , incidental sales and other taxes and all labour charges etc., complete including cost and convenyance of all materials complete for finished item of work for all Floors.
|  | Basic rate as per ssr item | TBSP-J.I-30 | 1 | Nos | 50 | 1 | Nos | 50
|  | Area allowence on labour charges |  | 0% |  |  | 1 | 0 | 0
50
|  | add overheads @ |  | 0% |  |  |  |  | 0
|  | Total rate per 1 No | [6 empty] | 50
22 |  | Supply and Fixing of C.I. (Spun ) Soil waste and ventilating pipe of 3.00 Mt length of 100mm dia with double socket for vent over septic tank including cost and convenyance of all materials to site, all labour charges sales and all other taxes on all materials etc., complete for finished item of work.
|  | Basic rate as per ssr item | TBSP-D.I-05 | 1 | Nos | 2445 | 1 | Nos | 2445
|  | Area allowence on labour charges |  | 0% |  | 0 | 1 | 0 | 0
|  | Basic rate as per ssr item | TBSP-C.III-01 | 1 | Nos | 270 | 1 | Nos | 270
|  | Area allowence on labour charges |  | 0% |  | 0 | 1 | 0 | 0
2715
|  | add overheads @ |  | 0% |  |  |  |  | 0
|  | Total rate per 1 No | [6 empty] | 2715
23 |  | Supply and Fixing of 914.4mm x 457.2mm Light Weight CI Manhole Frame and Cover (30 Kgs) complete for finished item of work including cost and conveyance of all materials to site, all labour charges, sales and other taxes on all materials etc., complete for finished item of work.
|  | Basic rate as per ssr item | TBSP-B.II-09 | 1 | Nos | 2255 | 1 | Nos | 2255
|  | Area allowence on labour charges |  | 0% |  |  | 1 | 0 | 0
2255
|  | add overheads @ |  | 0% |  |  |  |  | 0
|  | Total rate per 1 No | [6 empty] | 2255
24 |  | Supply and Fixing of CI Steps for Septic Tank / Manhole complete for finished item of work including cost and conveyance of all materials to site, all labour charges, sales and other taxes on all materials etc., complete for finished item of work.
|  | Basic rate as per ssr item | TBSP-B.II-11 | 1 | Nos | 74 | 1 | Nos | 74
|  | Area allowence on labour charges |  | 0% |  |  | 1 | 0 | 0
74
|  | add overheads @ |  | 0% |  |  |  |  | 0
|  | Total rate per 1 No | [6 empty] | 74
25 |  | Manufacture, supply & delivery of 50mm of outer dia Polyethylene pipes (PE-100 Grade) of 6Kg/Sqcm. conforming to IS 4984 - 1995 including transportation to site including laying and jointing of HDPE pipes as per BIS No.7634 Part -II/75 including fixing required specials /fittings including excavation of trenches up to 0.50 mts depth in all soils except rock requires blasting and refilling trenches after laying and jointing of pipes as per standard specifications including cost and conveyance of all materials to site, all labour charges, sales and other taxes on all materials etc., complete for finished item of work.
|  | Basic rate as per ssr item | Table 15.1.PG no.413/PH | 1 | RMT | 58 | 1 | RMT | 58
|  | Labour charges for laying and jointing | PG no.369-S.no.12b/PH | 1 | RMT | 46 | 1 | RMT | 46
|  | Area allowence on labour charges |  | 0% |  | 46 |  |  | 0
104
|  | add overheads @ |  | 0% |  |  |  |  | 0
|  | Total rate per 1Rmt | [6 empty] | 104
20 |  | Supply and fixing of Ashirvad/Ajay/Astral Flowgaurd or equivalent CPVC pipes and fittings to meet the requirement of ASTM-D 2846 and are produced in CTS( copper tube sizes 1/4" to 2" ) ashirwad flowgaurd SDR11 and SDR 13.5 pipes are made from identical CPVC components having the same physical properties for Hot and cold Water confirming to (IS 15778-2007)
| a) | 15.9 mm OD Pipe SDR 13.5
|  | Basic rate as per ssr item | TBSP-J.III-01 | 1 | Nos | 143 | 1 | Nos | 143
|  | Area allowence on labour charges |  | 0% |  |  | 1 | 0 | 0
143
|  | add overheads @ |  | 0% |  |  |  |  | 0
|  | Total rate per 1 No | [6 empty] | 143
| b) | 22.2 mm OD Pipe SDR 13.5
|  | Basic rate as per ssr item | TBSP-J.III-02 | 1 | Nos | 164 | 1 | Nos | 164
|  | Area allowence on labour charges |  | 0% |  |  | 1 | 0 | 0
164
|  | add overheads @ |  | 0% |  |  |  |  | 0
|  | Total rate per 1 No | [6 empty] | 164
| c) | 28.6 mm OD Pipe SDR 13.5
|  | Basic rate as per ssr item | TBSP-J.III-03 | 1 | Nos | 217 | 1 | Nos | 217
|  | Area allowence on labour charges |  | 0% |  |  | 1 | 0 | 0
217
|  | add overheads @ |  | 0% |  |  |  |  | 0
|  | Total rate per 1 No | [6 empty] | 217
| d) | 34.9 mm OD Pipe SDR 13.5
|  | Basic rate as per ssr item | TBSP-J.III-04 | 1 | Nos | 295 | 1 | Nos | 295
|  | Area allowence on labour charges |  | 0% |  |  | 1 | 0 | 0
295
|  | add overheads @ |  | 0% |  |  |  |  | 0
|  | Total rate per 1 No | [6 empty] | 295
| e) | 41.3 mm OD Pipe SDR 13.5
|  | Basic rate as per ssr item | TBSP-J.III-05 | 1 | Nos | 367 | 1 | Nos | 367
|  | Area allowence on labour charges |  | 0% |  |  | 1 | 0 | 0
367
|  | add overheads @ |  | 0% |  |  |  |  | 0
|  | Total rate per 1 No | [6 empty] | 367
| f) | 54.0 mm OD Pipe SDR 13.5
|  | Basic rate as per ssr item | TBSP-J.III-06 | 1 | Nos | 534 | 1 | Nos | 534
|  | Area allowence on labour charges |  | 0% |  |  | 1 | 0 | 0
534
|  | add overheads @ |  | 0% |  |  |  |  | 0
|  | Total rate per 1 No | [6 empty] | 534
| g) | 15.9 mm OD Pipe SDR 11
|  | Basic rate as per ssr item | TBSP-J.III-07 | 1 | Nos | 141 | 1 | Nos | 141
|  | Area allowence on labour charges | BMW-I415 | 0% |  |  | 1 | 0 | 0
141
|  | add overheads @ |  | 0% |  |  |  |  | 0
|  | Total rate per 1 No | [6 empty] | 141
| h) | 22.2 mm OD Pipe SDR 11
|  | Basic rate as per ssr item | TBSP-J.III-08 | 1 | Nos | 172 | 1 | Nos | 172
|  | Area allowence on labour charges | BMW-I415 | 0% |  |  | 1 | 0 | 0
172
|  | add overheads @ |  | 0% |  |  |  |  | 0
|  | Total rate per 1 No | [6 empty] | 172
| i) | 28.6 mm OD Pipe SDR 11
|  | Basic rate as per ssr item | TBSP-J.III-09 | 1 | Nos | 206 | 1 | Nos | 206
|  | Area allowence on labour charges | BMW-I415 | 0% |  |  | 1 | 0 | 0
206
|  | add overheads @ |  | 0% |  |  |  |  | 0
|  | Total rate per 1 No | [6 empty] | 206
| j) | 34.9 mm OD Pipe SDR 11
|  | Basic rate as per ssr item | TBSP-J.III-10 | 1 | Nos | 281 | 1 | Nos | 281
|  | Area allowence on labour charges | BMW-I415 | 0% |  |  | 1 | 0 | 0
281
|  | add overheads @ |  | 0% |  |  |  |  | 0
|  | Total rate per 1 No | [6 empty] | 281
| k) | 41.3 mm OD Pipe SDR 11
|  | Basic rate as per ssr item | TBSP-J.III-11 | 1 | Nos | 348 | 1 | Nos | 348
|  | Area allowence on labour charges | BMW-I416 | 0% |  |  | 1 | 0 | 0
348
|  | add overheads @ |  | 0% |  |  |  |  | 0
|  | Total rate per 1 No | [6 empty] | 348
| l) | 54.0 mm OD Pipe SDR 11
|  | Basic rate as per ssr item | TBSP-J.III-12 | 1 | Nos | 508 | 1 | Nos | 508
|  | Area allowence on labour charges | BMW-I416 | 0% |  |  | 1 | 0 | 0
508
|  | add overheads @ |  | 0% |  |  |  |  | 0
|  | Total rate per 1 No | [6 empty] | 508
#REF! |  | Supplying and fixing Chromium plated finish brass body quarter turn Bibcock cum Health Faucet with 1m long tube and wall hook with 10 years warranty with necessary fittings etc., complete including cost and conveyance of all materials, labour charges, overheads & contractor profit complete for finished item of work in all floors.
|  | Rate as per SSR | TBSP-F.I-07 | 1 | No. | 2969 |  | Each | 2969
|  | Area allowence on labour charges | TBSP-F.VIII-01 | 0 |  | 55 |  |  | 0
2969
|  | ADD 13.615% OVERHEADS |  | 0 |  | 2969 |  |  | 0
2969
|  | Rate per Each | [5 empty] | say | 2969
0
#REF! |  | S&F of 15 mm premium variety Chromium plated finish brass body wall mixer with hand shower with a provision for over head shower with 115 mm long bend pipe on upper side, connecting legs & wall flanges conforming to IS 8931 with 10 years warranty
|  | Rate as per SSR | TBSP-F.V-03 | 1 | No. | 3373 |  | Each | 3373
|  | Area allowence on labour charges | TBSP-F.VIII-03 | 0 |  | 55 |  |  | 0
3373
|  | ADD 13.615% OVERHEADS |  | 0 |  | 3373 |  |  | 0
3373
|  | Rate per Each | [5 empty] | say | 3373
#REF! |  | Supplying and fixing of 16mm to 20 mm thick polished marble slab partitioins of size 4' 0" x 2' 0" for urinals including full rounding the edges, fixing in position, polishing, including cost and conveyance of all materials and labour charges etc., complete for finished item of work for all floors. | [8 empty] | 1 | Supplying and fixing of 16mm to 20 mm thick polished marble slab partitioins of size 4' 0" x 2' 0" for urinals including full rounding the edges , fixing in position, polishing, including cost and conveyance of all materials and labour charges , overheads & contractors profit complete for finished item of work for all floors. | [6 empty] | 0
|  | Rate as per SSR | TBSC-B.II-03 | 0.72 | Sqm | 909.97 | 1 | Sqm | 655.1784 |  |  | Rate as per SSR | 0.72 | Sqm | #REF! | 1 | Sqm | #REF! | #REF!
|  | Chiselling the brick masonry wall | TBSP-J.I-05 | 1.2 | RM | 33 | 1 | RM | 39.6 |  |  | Chiselling the brick masonry wall | 1.2 | RM | #REF! | 1 | RM | #REF! | #REF!
|  | Add for MA charges |  | 0 |  | 39.6 |  |  | 0 |  |  | #REF! | #REF! |  | #REF! |  |  | #REF! | #REF!
|  | Rounding the edges of marble | TBSC-T.I-12 | 2.4 | RM | 502 | 1 | RM | 1204.8 |  |  | Rounding the edges of marble | 2.4 | RM | #REF! | 1 | RM | #REF! | #REF!
|  | Labour charges for fixing ( dadooing labour charges ) |  | 0.72 | Sqm | 81.165 | 10 | Sqm | 5.8439 |  |  | Labour charges for fixing ( dadooing labour charges ) | 0.72 | Sqm | #REF! | 10 | Sqm | #REF! | #REF!
|  | Add for MA charges |  | 0 |  | 5.8439 |  |  | 0 |  |  | #REF! | #REF! |  | #REF! |  |  | #REF! | #REF!
[9 empty] | 1905.4223 | [8 empty] | #REF! | #REF!
|  | ADD 13.615% OVERHEADS |  | 0 |  | 1905.4223 |  |  | 0 |  |  | #REF! | #REF! |  | #REF! |  |  | #REF! | #REF!
[9 empty] | 1905.4223 | [8 empty] | #REF! | #REF!
|  | Rate per Each | [5 empty] | Say | 1905 |  |  | Rate per Each |  |  |  |  | Say | #REF! | #REF!
0
#REF! |  | Supplying and fixing of 3" (76.2mm) multi floor trap with jali - UPVC/SWR pipe fittings as per site requirements with standard practice for all floors including cost and conveyance of all materials to site, labour charges , overheads & contractors profit etc., complete for finished item of work. | [8 empty] | 1 | Supplying and fixing of 3" (76.2mm) multi floor trap with jali - UPVC/SWR pipe fittings as per site requirements with standard practice for all floors including cost and conveyance of all materials to site, labour charges , overheads & contractors profit etc., complete for finished item of work. | [6 empty] | 0
|  | Rate as per SSR | TBSP-H.II-73 | 1 | No. | 101 | 1 | Each | 101 |  |  | Rate as per SSR | 1 | No. | #REF! | 1 | Each | #REF! | #REF!
|  | ADD 13.615% OVERHEADS |  | 0 |  | 101 |  |  | 0 |  |  | #REF! | #REF! |  | #REF! |  |  | #REF! | #REF!
[9 empty] | 101 | [8 empty] | #REF! | #REF!
|  | Rate per Each | [5 empty] | say | 101 |  |  | Rate per Each |  |  |  |  | say | #REF! | #REF!
0
21 |  | Supplying and fixing of 4" (101.6mm) multi floor trap with jali - UPVC/SWR pipe fittings as per site requirements with standard practice for all floors including cost and conveyance of all materials to site, labour charges , overheads & contractors profit etc., complete for finished item of work. | [8 empty] | 2 | Supplying and fixing of 4" (101.6mm) multi floor trap with jali - UPVC/SWR pipe fittings as per site requirements with standard practice for all floors including cost and conveyance of all materials to site, labour charges , overheads & contractors profit etc., complete for finished item of work. | [6 empty] | 0
|  | Rate as per SSR | TBSP-H.II-74 | 1 | No. | 158 | 1 | Each | 158 |  |  | Rate as per SSR | 1 | No. | #REF! | 1 | Each | #REF! | #REF!
|  | ADD 13.615% OVERHEADS |  | 0 |  | 158 |  |  | 0 |  |  | #REF! | #REF! |  | #REF! |  |  | #REF! | #REF!
[9 empty] | 158 | [8 empty] | #REF! | #REF!
|  | Rate per Each | [5 empty] | say | 158 |  |  | Rate per Each |  |  |  |  | say | #REF! | #REF!
1 |  | Supplying and fixing of 101.60mm x 609.60mm white glazed porcelain channels 1st quality fixed in brick masonry to the required slopes, white cement pointing including cost and conveyance of all materials and labour charges etc., complete for finished item of work for all floors. | [8 empty] | 1 | Supplying and fixing of 4" (101.6mm) multi floor trap with jali - UPVC/SWR pipe fittings as per site requirements with standard practice for all floors including cost and conveyance of all materials to site, labour charges , overheads & contractors profit etc., complete for finished item of work. | [6 empty] | 0
|  | Rate as per SSR | TBSP-E.VII-04 |  |  | 457 | 0.6 | Each | 457 |  |  | Rate as per SSR | 1 | No. | #REF! | 1 | Each | #REF! | #REF!
|  | ADD 13.615% OVERHEADS |  | 0 |  | 457 |  |  | 0 |  |  | #REF! | #REF! |  | #REF! |  |  | #REF! | #REF!
[9 empty] | 457 | [8 empty] | #REF! | #REF!
|  | Rate per Each | [5 empty] | say | 457 |  |  | Rate per Each |  |  |  |  | say | #REF! | #REF!
0
|  | Asst Engineer | Dy. Executive Engineer |  |  | 0
|  | PR MP Utkoor | PR SD Makthal |  |  | 0

## ELE-data (hidden)
Standard Data - Electrical Items SSR 2020-21
NAME OF THE WORK : CONSTRUCTION MINORITY RESIDENTIAL SCHOOL, AT MAHABUBNAGAR DIST.(SSR 2020-21)
| 3 | Area allowence |  |  | Skilled Electrician |  | 620
|  | Overheads and contractors profit on materials |  |  | Semi skilled Electrician |  | 515
|  | Overheads and contractors profit on labour |  |  | Helpers |  | 515
Index -code | Specific ation No. | Description | Unit | QTY | Rate Rs. | Amount Rs. | ohr
| 1 | 2 | 3 | 4 | 5 | 6 | 7
1 | 1.4.2 ( C ) | Supply and Fixing of ISI 25mm outer dia heavygrade, FRLS with IS:9537 part 3 regid PVC pipe. concealed in Roof Slabs with all required accessories including masonary work and labour charges etc., complete. Makes : Sudhakar / Goldmedal / Modi / AKG / VIP / MillionPlast / Precision
Taking Output = 100 M
|  | a) Material | [6 empty] | TBSE-1.2.4
| ELEC-1.2.1 | 25mm dia heavygrade PVC pipe | 100 M | 1 | 3500 | 3500 |  |  | TBSE-1.2.32
| ELEC-1.1.5 | 25mm dia 1,2,3 & 4 way deep Junction Box | Each | 12 | 30 | 360 |  |  | TBSE-1.2.37
| ELEC-1.2.7 | 25mm PVC bends | Each | 12 | 8 | 96
3956
|  | Add contr profit @13.615% on material | 0 |  |  | 0
|  | Total material cost |  |  |  | 3956
|  | b) Labour charges : | [6 empty] | TBSE-8.1.73
|  | Skilled Electrician | day | 2 | 620 | 1240 |  |  | TBSE-8.1.74
|  | Semi skilled Electrician | day | 2 | 515 | 1030 |  |  | TBSE-8.1.81
|  | Helpers | day | 2 | 515 | 1030
|  | Add area allowence on labour charges @ | 0% |  |  | 0
|  | Add contr profit @13.615% on Labour | 0% |  | 3300 | 0
|  | C) Cost for 100 RM |  |  |  | 7256
|  | Rate per Metre = C/100 |  |  |  | 72.6
Note : 1. If 25mm dia PVC / MS pipes are used for light / fan point, add the cost of sheet metal / well seasoned wooden board / box.
2 | 1.4.2 ( b ) | Supply and Fixing of ISI 25mm outer dia mediumgrade, FRLS with IS:9537 part 3 regid PVC pipe. concealed in wall with all required accessories including masonary work for light, fan and separate plug point with 8 or 9 Module Hot dip galvanized Metal Box including all labour charges etc., complete. Makes : Sudhakar / Goldmedal / Modi / AKG / VIP / MillionPlast / Precision
Taking Output = 100 M
a) Material
| ELEC-1.2.2 | 25mm dia mediumgrade PVC pipe | 100 M | 1 | 2500 | 2500
| ELEC-9.1.4 | U' Nails | 100 Nos | 2 | 38 | 76
| ELEC-1.3.1 | 8 or 9 Module Hot dip galvanized Metal Box Horizontal / Verticle | Each | 2 | 185 | 370
| ELEC-1.1.5 | 25mm dia 1,2,3 & 4 way junction Box Normal | Each | 12 | 21 | 252
| ELEC-1.2.7 | 25mm PVC bends | Each | 12 | 8 | 96
| ELEC-9.4.11 | Cement | kg | 50 | 8 | 400
3694
|  | Add contr profit @13.615% on material | 0 |  |  | 0
|  | Total material cost |  |  |  | 3694
b) Labour charges :
|  | Skilled Electrician | day | 2 | 620 | 1240
|  | Semi skilled Electrician | day | 2 | 515 | 1030
|  | Helpers | day | 2 | 515 | 1030
|  | Mason Ist class | day | 2 | 520 | 1040
|  | Add area allowence on labour charges @ | 0% |  |  | 0
|  | Add contr profit @13.615% on Labour | 0% |  | 4340 | 0
|  | C) Cost for 100 RM |  |  |  | 8034
|  | Rate per Metre = C/100 |  |  |  | 80.35
3 |  | Supply and fixing of concealed box PVC/MS with hook for fan Supply and fixing PVC / MS galvanished Fan hook box with hook including all Labour charges etc., complete.
A.Material
| ELEC-9.1.22 | Fan hook box | each | 1 | 119 | 119
|  | Add contr profit on material | 0% |  |  | 0
|  | Total for material |  |  |  | 119
b) Labour charges
|  | Skilled Electrician | day | 0.05 | 620 | 31
|  | Helper | day | 0.05 | 515 | 25.75
|  | Add area allowence on labour charges @ | 0% |  |  | 0
|  | Add contr profit on labour | 0% |  | 56.75 | 0
|  | Rate for each |  |  |  | 175.75
4 | 2.1.1 | Wiring with 2 runs of 14/0.3mm (1.0 Sq.mm) Fire Retardant Low Smoke (FRLS) / HFFR P.V.C. insulated 1100 V Grade as per IS: 694 / 1990 specification for flexible copper cable (ISI MARK) in existing pipe with 6A 1 way modular switch, Ceiling rose including all labour charges etc., complete for light, bell, fan and exhaust fan points in Non-Residential Buildings Makes of Wires : Finolex / RR kabel / Havells / APAR EBXL / KEI /L&T / V-Guard. Makes of Switches : Legrand Myrius / Cabtree Verona / Million / Logus/ Gold Medal Curve / Anchor Roma viola / CPL / GreatWhite / Vimal / GM Four-Five / HPL / L&T / Salzar / Stanjo |  |  |  |  | The R&B Department Proposed Labour, for both piping & wiring considering 40% Labour, for Wire draw. Keeping this, the labour is proposed for wiring 100 RM.
|  | Taking Output =6 Points |  |  |  |  | Million / RPG/ paragon
|  | a) Material | [6 empty] | TBSE-1.5.1
| ELEC-9.2.8 | 14/0.3mm (1.00 Sqmm) FRLS PVC insulated flexible copper wire | 100 M | 1 | 1103 | 1103 |  |  | TBSE-1.7.1
| ELEC-1.9.2 | Supply of 6A / 10A 1 Way 1 Module Modular Switch | each | 6 | 69 | 414 |  |  | TBSE-1.7.13
| ELEC-1.3.3 | Supply of 8 Modular Horizontal / Vertical Cover Frame | each | 1 | 148 | 148
| ELEC-1.7.1 | 6A 3 way jumbo Ceiling Rose | each | 6 | 21 | 126 |  |  | TBSE-8.1.50
1791
|  | Add contr profit @13.615% on material | 0 |  |  | 0
|  | Total material cost |  |  |  | 1791
b) Labour charges :
|  | Skilled Electrician | day | 0.6 | 620 | 372
|  | Semi skilled Electrician | day | 1.2 | 515 | 618
|  | Helpers | day | 0.6 | 515 | 309
|  | Add area allowence on labour charges @ | 0% |  |  | 0
|  | Add contr profit @13.615% on Labour | 0% |  | 1299 | 0
|  | C) Cost for 6 Points |  |  |  | 3090
|  | Rate per Point = C/6 |  |  |  | 515
4.A | 2.1.1 (1) | Wiring with 2 runs of 14/0.3mm (1.0 Sq.mm) Fire Retardant Low Smoke (FRLS) P.V.C. insulated flexible copper cable (ISI MARK) in existing pipe with 6A 2 Way Modular switch, Ceiling rose and Modular cover frame to switch control box including all labour charges etc., complete for Stair case and 2 way light / fan points in Non-Residential Buildings Makes of Wires : Finolex / RR kabel Makes of Switches : GM G Home /Anchor Penta Cherry / Gold Madel Olive / Million Zoom / Great White
Rate as per light point in Non Residental Building =515
|  | For stair case | 1 | 1.5 | 515 | 772.5
4 | 2.1.1 | Wiring with 2 runs of 14/0.3mm (1.0 Sq.mm) Fire Retardant Low Smoke (FRLS) / HFFR P.V.C. insulated 1100 V Grade as per IS: 694 / 1990 specification for flexible copper cable (ISI MARK) in existing pipe with 6A 1 way modular switch, Ceiling rose including all labour charges etc., complete for light, bell, fan and exhaust fan points in Residential Buildings Makes of Wires : Finolex / RR kabel / Havells / APAR EBXL / KEI /L&T / V-Guard Makes of Switches : Legrand Myrius / Cabtree Verona / Million / Logus/ Gold Medal Curve / Anchor Roma viola / CPL / GreatWhite / Vimal / GM Four-Five / HPL / L&T / Salzar / Stanjo
Taking Output =7 Points
a) Material
| ELEC-9.2.8 | 14/0.3mm (1.00 Sqmm) FRLS PVC insulated flexible copper wire | 100 M | 1 | 1050 | 1050
| ELEC-1.9.2 | Supply of 6A / 10A 1 Way 1 Module Modular Switch | each | 7 | 63 | 441
| ELEC-1.3.3 | Supply of 8 Modular Horizontal / Vertical Cover Frame | each | 1 | 141 | 141
| ELEC-1.7.1 | 6A 3 way jumbo Ceiling Rose | each | 7 | 19 | 133
| ELEC-9.1.49 |  |  |  |  | 0
1765
|  | Add contr profit @13.615% on material | 0 |  |  | 0
|  | Total material cost |  |  |  | 1765
b) Labour charges :
|  | Skilled Electrician | day | 0.7 | 620 | 434
|  | Semi skilled Electrician | day | 1.4 | 515 | 721
|  | Helpers | day | 0.7 | 515 | 360.5
|  | Add area allowence on labour charges @ | 0% |  |  | 0
|  | Add contr profit @13.615% on Labour | 0 |  | 1515.5 | 0
|  | C) Cost for 6 Points |  |  |  | 3280.5
|  | Rate per Point = C/7 |  |  |  | 468.65
5 | 2.1.1 (1) | Wiring with 2 runs of 14/0.3mm (1.0 Sq.mm) Fire Retardant Low Smoke (FRLS) P.V.C. insulated flexible copper cable (ISI MARK) in existing pipe with 6A 2 Way MODULAR switch, Ceiling rose and modular cover frame to switch control box including all labour charges etc., complete for Stair case and 2 way light / fan points in Residential Buildings Makes of Wires : Finolex / RR kabel Makes of Switches : GM G Home /Anchor Penta Cherry / Gold Madel Olive / Million Zoom / Great White
Rate as per light point in Non Residental Building =468.65
|  | For stair case | 1 | 1.5 | 468.65 | 703
6 | 2.1.4 | Supply and fixing of 6A 3/2 pin Modular wall plug socket with shutter and 6A 1 way modular switch control on a common switch board with earth continuity including wire leads, earth connections along with all labour charges etc., complete. Makes of Switches : Legrand myreus/Crabtree verona / Gold Madel curve / Million / LogusAnchor Roma viola / Great White /CPL/Vimal/ GM four-five/HPL/L&T/Salzar / Stanjo
Taking Output = each
a) Material
| ELEC-1.9.2 | Supply of 6A / 10A 3/2 Pin 2 Module Modular Socket with shutter | each | 1 | 103 | 103
| ELEC-1.9.2 | Supply of 6A / 10A 1 Way 1 Module Modular Switch | each | 1 | 69 | 69
172
|  | Add contr profit @13.615% on material | 0 |  |  | 0
|  | Total material cost |  |  |  | 172
b) Labour charges :
|  | Skilled Electrician | day | 0.067 | 620 | 41.54 |  |  | 620
|  | Helpers | day | 0.067 | 515 | 34.505 |  |  | 515
|  | Add area allowence on labour charges @ | 0% |  |  | 0 |  |  | 515
|  | Add contr profit @13.615% on Labour | 0% |  | 76.045 | 0
|  | Rate per each |  |  |  | 248.05
Note : Labour Charges proposed for 1point considering 15 per day
7 | 2.1.3 | Wiring with 3 of 14/0.3mm ( 1.00 Sq.mm) FRLS / HFFR P.V.C. insulated flexible copper cable (ISI MARK) in existing pipe with 6A switch and 6A, 3/2 pin socket Modular type with 6A switch control and MS boxes with cover plate and GI switch box fixing on separate board including all labour charges etc., complete. Makes of Wires : Finolex / RR kabel / Havells / APAR EBXL / KEI /L&T / V-Guard Makes of Switches : Legrand Myrius / Cabtree Verona / Million / Logus/ Gold Medal Curve / Anchor Roma viola / CPL / GreatWhite / Vimal / GM Four-Five / HPL / L&T / Salzar / Stanjo
Taking Output = 15 Points
a) Material
| ELEC-9.2.8 | 14/0.3mm (1.00 Sqmm) FRLS PVC insulated flexible copper wire | 100 M | 1 | 1050 | 1050
| 1.9.2 | 6A Switch 1 way modular switch | each | 15 | 63 | 945
| 1.9.2 | 6A / 10A 3/2 Pin 2 Module Modular Socket with shutter | each | 15 | 94 | 1410
| 1.3.3 | Supply of 3 Modular Cover Frame. | each | 15 | 70 | 1050
4455
|  | Add contr profit on material | 0% |  |  | 0
|  | Total material cost |  |  |  | 4455
b) Labour charges :
| TBSE-8.1.73 | Skilled Electrician | day | 1.5 | 620 | 930
| TBSE-8.1.74 | Semi skilled Electrician | day | 1.5 | 515 | 772.5
| TBSE-8.1.81 | Helpers | day | 1.5 | 515 | 772.5
|  | Add area allowence on labour charges @ | 0% |  |  | 0
|  | Add contr profit on labour | 0% |  | 2475 | 0
|  | C) Cost for 15 Points |  |  |  | 6930
|  | Rate per Points = C/15 |  |  |  | 462
7 | 2.1.4 | Supply and fixing of 3 Nos 6A ISI mark Modular type switch with 3Nos 6A 3/2 pin wall plug socket on suitable size Modular deep box with cover frame GI switch box fixing on separate board including all labour charges etc., complete. Makes of Wires : Finolex / RR kabel / Havells / APAR EBXL / KEI /L&T / V-Guard Makes of Switches : Legrand Myrius / Cabtree Verona / Million / Logus/ Gold Medal Curve / Anchor Roma viola / CPL / GreatWhite / Vimal / GM Four-Five / HPL / L&T / Salzar / Stanjo
Taking Output = each
a) Material
| 1.9.2 | 6A Switch 1 way modular switch | each | 3 | 63 | 189
| 1.9.2 | 6A / 10A 3/2 Pin 2 Module Modular Socket with shutter | each | 3 | 94 | 282
| 1.3.3 | Supply of 8 or 9 Modular Cover Frame. | each | 1 | 141 | 141
612
|  | Add contr profit on material | 0% |  |  | 0
|  | Total material cost |  |  |  | 612
|  | b) Labour charges : |  |  | .
| TBSE-8.1.73 | Skilled Electrician | day | 0.201 | 620 | 124.62
| TBSE-8.1.81 | Helpers | day | 0.201 | 515 | 103.515
|  | Add area allowence on labour charges @ | 0% |  |  | 0
|  | Add contr profit on labour | 0% |  | 228.135 | 0
|  | Rate per each |  |  |  | 840.15
Note : Labour Charges proposed for 1point considering 15 per day
8 | 2.1.4 | Supply and Fixing of 16A/6A 3pin plug socket with shutter and 16A modular switch control duly recessed in wall with Galvanised hot deep box of with common switch board including earth connections and all labour charges etc., complete. Makes of Switches : Legrand myreus/Crabtree verona / Gold Madel curve / Million / LogusAnchor Roma viola / Great White /CPL/Vimal/ GM four-five/HPL/L&T
Taking Output = each
a) Material
| ELEC-1.9.2 | Supply of 16A/6A 1 way Combi Socket | each | 1 | 150 | 150
| ELEC-1.9.2 | 16A 1 way Modular switch | each | 1 | 92 | 92
242
|  | Add contr profit @13.615% on material | 0 |  |  | 0
|  | Total material cost |  |  |  | 242
|  | b) Labour charges : |  |  | .
|  | Skilled Electrician | day | 0.1 | 620 | 62
|  | Helpers | day | 0.1 | 515 | 51.5
|  | Add area allowence on labour charges @ | 0% |  |  | 0
|  | Add contr profit @13.615% on Labour | 0% |  | 113.5 | 0
|  | Rate per each |  |  |  | 355.5
Note : Labour Charges proposed for 1point considering 15 per day
Run of Mains
9 | 3.1.2 | Supply and run of 1 of 22/0.3 mm ( 1.5 sq.mm) FRLS / HFFR PVC insulated 1100 V grade as per IS: 694 / 1990 specifications for flexible copper cable for existing pipe for earth continuity including all labour charges etc., complete. Makes of Wires : Finolex / RR kabel / Havells / APAR EBXL / KEI /L&T / V-Guard.
Taking Output = 100 M
a) Material
| ELEC-1.5.1 | 22/0.3mm(1.50 sq.mm) FRLS Copper wire | 100 | 1 | 1648 | 1648
|  | Add contr profit @13.615% on material | 0 |  |  | 0
|  | Total material cost |  |  |  | 1648
b) Labour charges :
| TBSE-8.1.73 | Skilled Electrician | day | 0.34 | 620 | 210.8
| TBSE-8.1.74 | Semi Skilled Electrician | day | 1 | 515 | 515
| TBSE-8.1.81 | Helpers | day | 0.34 | 515 | 175.1
|  | Add area allowence on labour charges @ | 0% |  |  | 0
|  | Add contr profit @13.615% on Labour | 0% |  | 900.9 | 0
|  | C) Cost for 100 RM |  |  |  | 2548.9
|  | Rate per Metre = C/100 |  |  |  | 25.5
Note : Labour Charges considered for 150 M / day
10 | 3.1.4 + 3.1.2 | Supply and run of 2 of 2.5 Sq mm PVC F.R L.S. / HFFR P.V.C. insulated flexible copper cable 1100 V grade as per IS: 694 / 1990 specifications and 1 run of 1.00 Sq mm F.R L.S. / HFFR P.V.C. insulated flexible copper cable 1100 V grade as per IS: 694 / 1990 specifications in the existing conduit pipe for run of mains from main panel board to TPN DB'S with pin type lugs and connection. Makes of Wires : Finolex / RR kabel / Havells / APAR EBXL / KEI /L&T / V-Guard.
Taking Output = 100 M
a) Material
| ELEC-1.5.1 | 36/0.3mm (2.5 sqmm) FR PVC copper cable | 100 M | 2 | 2672 | 5344
| ELEC-9.2.8 | 14/0.3mm FR PVC copper cable | 100 M | 1 | 1103 | 1103
6447
|  | Add contr profit @13.615% on material | 0 |  | 6447 | 0
|  | Total material cost |  |  |  | 6447
b) Labour charges :
|  | Skilled Electrician (0.67 + 0.34) | day | 1.01 | 620 | 626.2
|  | Semi skilled Electrician (2 + 1) | day | 3 | 515 | 1545
|  | Helpers (0.67 + 0.34) | day | 1.01 | 515 | 520.15
|  | Add area allowence on labour charges @ | 0% |  |  | 0
|  | Add contr profit @13.615% on Labour | 0% |  | 2691.35 | 0
Sundries
|  | C) Cost for 100 RM |  |  |  | 9138.35
|  | Rate per Metre = C/100 |  |  |  | 91.4
Note : Labour Charges considered for 100 M / day
11 | 3.1.5 + 3.1.4(a) | Supply and run of 2 of 4 Sq mm F.R L.S. / HFFR P.V.C. insulated flexible copper cable 1100 V grade as per IS: 694 / 1990 specifications and 1 run of 2.50 Sq mm F.R L.S. / HFFR P.V.C. insulated flexible copper cable 1100 V grade as per IS: 694 / 1990 specifications in the existing conduit pipe for run of mains from main panel board to TPN DB'S with pin type lugs and connection Makes of Wires :Finolex / RR kabel / Havells / APAR EBXL / KEI /L&T / V-Guard.
Taking Output = 100 M
a) Material
| ELEC-1.5.1 | 56/0.3mm (4 sqmm) FR PVC copper cable | 100 M | 2 | 3877 | 7754
| ELEC-1.5.1 | 2.5 sq mm FR PVC copper cable | 100 M | 1 | 2672 | 2672
10426
|  | Add contr profit @13.615% on material | 0 |  |  | 0
|  | Total material cost |  |  |  | 10426
b) Labour charges :
|  | Skilled Electrician (1.0 + 0.34) | day | 1.34 | 620 | 830.8
|  | Semi skilled Electrician (3+1) | day | 4 | 515 | 2060
|  | Helpers (1.0+0.34) | day | 1.34 | 515 | 690.1
|  | Add area allowence on labour charges @ | 0% |  |  | 0
|  | Add contr profit @13.615% on Labour | 0% |  | 3580.9 | 0
Sundries
|  | C) Cost for 100 RM |  |  |  | 14006.9
|  | Rate per Metre = C/100 |  |  |  | 140.1
Note : Labour Charges considered for 100 M / day
12 | 3.1.6 + 3.1.4(a) | Supply and run of 2 of 6 Sq mm F.R L.S. / HFFR P.V.C. insulated flexible copper cable 1100 V grade as per IS: 694 / 1990 specifications and 1 run of 2.50 Sq mm F.R L.S. / HFFR P.V.C. insulated flexible copper cable 1100 V grade as per IS: 694 / 1990 specifications in the existing conduit pipe for run of mains from main panel board to TPN DB'S with pin type lugs and connection. Makes of Wires :Finolex / RR kabel / Havells / APAR EBXL / KEI /L&T / V-Guard.
Taking Output = 100 M
a) Material
| ELEC-1.5.1 | 84/0.3mm (6 sqmm) FR PVC copper cable | 100 M | 2 | 5930 | 11860
| ELEC-1.5.1 | 2.5 sq mm FR PVC copper cable | 100 M | 1 | 2672 | 2672
14532
|  | Add contr profit @13.615% on material | 0 |  |  | 0
|  | Total material cost |  |  |  | 14532
b) Labour charges :
|  | Skilled Electrician (1.0 + 0.5) | day | 1.5 | 620 | 930
|  | Semi skilled Electrician (3+1.5) | day | 4.5 | 515 | 2317.5
|  | Helpers (1.0+0.5) | day | 1.5 | 515 | 772.5
|  | Add area allowence on labour charges @ | 0% |  |  | 0
|  | Add contr profit @13.615% on Labour | 0% |  | 4020 | 0
Sundries
|  | C) Cost for 100 RM |  |  |  | 18552
|  | Rate per Metre = C/100 |  |  |  | 185.55
Note : Labour Charges considered for 100 M / day
13 | 3.1.6 + 3.1.6 +3.1.5 | Supply and run of 4 of 6 Sq mm F.R L.S. / HFFR P.V.C. insulated flexible copper cable 1100 V grade as per IS: 694 / 1990 specifications and 1 run of 4 Sq mm F.R L.S. / HFFR P.V.C. insulated flexible copper cable 1100 V grade as per IS: 694 / 1990 specifications in the existing conduit pipe for run of mains from main panel board to TPN DB'S with pin type lugs and connections Makes of Wires : Finolex / RR kabel / Havells / APAR EBXL / KEI /L&T / V-Guard.
Taking Output = 100 M
a) Material
| ELEC-1.5.1 | 84 /0.3mm (6 Sq.mm) FR PVC flexible copper cable. | 100 M | 4 | 5930 | 23720
| ELEC-1.5.1 | 56/0.3mm (4 sqmm) FR PVC copper cable | 100 M | 1 | 3877 | 3877
27597
|  | Add contr profit @13.615% on material | 0 |  |  | 0
|  | Total material cost |  |  |  | 27597
b) Labour charges :
|  | Skilled Electrician (1.0+1.0 + 0.5) | day | 2.5 | 620 | 1550
|  | Semi skilled Electrician (3+3+1.5) | day | 7.5 | 515 | 3862.5
|  | Helpers (1.0+1.0+0.5) | day | 2.5 | 515 | 1287.5
|  | Add area allowence on labour charges @ | 0% |  |  | 0
|  | Add contr profit @13.615% on Labour | 0% |  | 6700 | 0
Sundries
|  | C) Cost for 100 RM |  |  |  | 34297
|  | Rate per Metre = C/100 |  |  |  | 343
Note : Labour Charges considered for 100 M / day
Distribution Box
14 | 3.1.7 + 3.1.7 +3.1.4(a) | Supply and run of 4 of 10 Sq mm F.R L.S. / HFFR P.V.C. insulated flexible copper cable 1100 V grade as per IS: 694 / 1990 specifications and 1 run of 6 Sq mm F.R L.S. / HFFR P.V.C. insulated flexible copper cable 1100 V grade as per IS: 694 / 1990 specifications in the existing conduit pipe for run of mains from main panel board to TPN DB'S with pin type lugs and connections Makes of Wires : Finolex / RR kabel / Havells / APAR EBXL / KEI /L&T / V-Guard.
Taking Output = 100 M
a) Material
| ELEC-1.5.1 | 146/0.3mm (10 Sq.mm) FR PVC flexible copper cable | 100 M | 4 | 9156 | 36624
| ELEC-1.5.1 | 84 /0.3mm (6 Sq.mm) FR PVC flexible copper cable. | 100 M | 1 | 5930 | 5930
42554
|  | Add contr profit @13.615% on material | 0 |  |  | 0
|  | Total material cost |  |  |  | 42554
b) Labour charges :
|  | Skilled Electrician (1.0+1.0 + 0.5) | day | 2.5 | 620 | 1550
|  | Semi skilled Electrician (3+3+1.5) | day | 7.5 | 515 | 3862.5
|  | Helpers (1.0+1.0+0.5) | day | 2.5 | 515 | 1287.5
|  | Add area allowence on labour charges @ | 0% |  |  | 0
|  | Add contr profit @13.615% on Labour | 0% |  | 6700 | 0
Sundries
|  | C) Cost for 100 RM |  |  |  | 49254
|  | Rate per Metre = C/100 |  |  |  | 492.55
Note : Labour Charges considered for 100 M / day
15 | 4.4.9 | Supply and fixing Distribution board with 20A single phase plug and Socket, in sheet steel enclosure with 10/16/20A SP MCB including internal connection and labour charges for flush mounting etc., complete Makes : Legrand / Schneider / Siemens / L&T Makes of MCB: Legrand-DX3 / Schneider-Acti9 / Siemens / L&T Exora.
a) Material
| ELEC-2.17.8 | 1 Phase Distribution board with 20A SP plug and socket with SS enclosure | Nos | 1 | 1142 | 1142
| ELEC-2.13.1 | 10/16/20A SP MCB | Nos | 1 | 233 | 233
1375
|  | Add contr profit on material | 0% |  |  | 0
|  | Total material cost |  |  |  | 1375
b) Labour charges :
| TBSE-8.1.73 | Skilled Electrician | Nos | 0.25 | 620 | 155
| TBSE-8.1.74 | Semi skilled Electrician | Nos | 0.25 | 515 | 128.75
| TBSE-8.1.81 | Helpers | Nos | 0.25 | 515 | 128.75
|  | Add area allowence on labour charges @ | 0% |  |  | 0
|  | Add contr profit on labour | 0% |  | 412.5 | 0
|  | Rate per each |  |  |  | 1787.5
Note : 1. Labour Charges considered for 4 jobs / day
2. For concealing, add the following:
a 1No. Semi skilled mason
b 1/4 bag cement
15 | 4.4.2(B) | Supply and fixing 8 Way SPN Distribution board with IP-43 protection (Metal Door) suitable for 1 No. 40 A single phase ELCB / RCCB/DP Isolator as incomer and 8 Nos. 6-32 A 10kA SP MCBs as outing going including internal connection and labour charges for surface / flush mounting etc., complete Makes : Legrand / Schneider / Siemens / L&T
| B | 40A DP Isolator / RCCB / ELCB - 1 No for incomer, 6-32A SP MCBs - 6 Nos for outgoing.
Taking Output = each
a) Material
| ELEC-2.15.1 | SPN 8 way D.B with IP-43 Protection (MD) suitable for single phase ECCB / RCCB/ DP Isolator. | each | 1 | 1654 | 1654
| ELEC-2.14.2 | 40A D.P.Isolator | each | 1 | 550 | 550
| ELEC-2.13.1 | 10 kA - 6-32A range SP MCBs | each | 6 | 256 | 1536
3740
|  | Add contr profit @14% on material | 0 |  |  | 0
|  | Total material cost |  |  |  | 3740
b) Labour charges :
|  | Skilled Electrician | day | 0.5 | 620 | 310
|  | Semi Skilled Electrician | day | 0.5 | 515 | 257.5
|  | Helpers | day | 1 | 515 | 515
|  | Add area allowence on labour charges @ | 0% |  |  | 0
|  | Add contr profit @14% on Labour | 0% |  | 1082.5 | 0
|  | Rate per each |  |  |  | 4822.5
Note : Labour Charges considered for 2 jobs / day
16 | 4.4.4(A) | Supply and fixing 4 WAY TPN Distribution board with IP-43 protection (Metal Door) as per IS 13032 and suitable for 1 No. 3 phase ELCB / RCCB / FP Isolator as incomer and 12 Nos 10kA 10-32 A SP MCBs as outing goings including internal connection and labour charges for flush mounting etc., complete. Make: Legrand / Schneider/Seimens/L&T
| A | 40A FP Isolator - 1 No for incomer, 10kA-6-32A SP MCBs - 12Nos for outgoing.
Taking Output = each
a) Material
| ELEC-2.16.1 | 4way TPN, D.B with IP-43 Protection (MD) suitable for 3 phase ELCB / RCCB/ FP Isolator as incommer. | each | 1 | 3153 | 3153
| ELEC-2.14.3 | 40A, 4 Pole Isolator Legrand / Schneider/Seimens/L&T | each | 1 | 943 | 943
| ELEC-2.13.1 | 10kA - 6-32A range SP MCBs | each | 12 | 256 | 3072
7168
|  | Add contr profit @14% on material | 0 |  |  | 0
|  | Total material cost |  |  |  | 7168
b) Labour charges :
|  | Skilled Electrician | day | 0.5 | 620 | 310
|  | Semi Skilled Electrician | day | 1 | 515 | 515
|  | Helpers | day | 1 | 515 | 515
|  | Add area allowence on labour charges @ | 0% |  |  | 0
|  | Add contr profit @13.615% on Labour | 0% |  | 1340 | 0
|  | Rate per each |  |  |  | 8508
Note : Labour Charges considered for 2 jobs / day
17 | 4.4.4(B) | Supply and fixing 4 WAY TPN Distribution board with IP-43 protection (Metal Door) as per IS 13032 and suitable for 1 No. 3 phase 63 FP Isolator as incomer and 12 Nos 10kA 10-32 A SP MCBs as outing goings including internal connection and labour charges for flush mounting etc., complete. Make: Legrand / Schneider/Seimens/L&T (Power DB's)
| B | 63A FP Isolator - 1 No for incomer, 10kA-6-32A SP MCBs - 12Nos for outgoing.
Taking Output = each
a) Material
| ELEC-2.16.1 | 4way TPN, D.B with IP-43 Protection (MD) suitable for 3 phase ELCB / RCCB/ FP Isolator as incommer. | each | 1 | 3153 | 3153
| ELEC-2.14.1 | 63A, 4 Pole Isolator GE | each | 1 | 1031 | 1031
| ELEC-2.13.1 | 10kA - 6-32A range SP MCBs | each | 12 | 256 | 3072
7256
|  | Add contr profit @14% on material | 0 |  |  | 0
|  | Total material cost |  |  |  | 7256
b) Labour charges :
|  | Skilled Electrician | day | 0.5 | 620 | 310
|  | Semi Skilled Electrician | day | 1 | 515 | 515
|  | Helpers | day | 1 | 515 | 515
|  | Add area allowence on labour charges @ | 0% |  |  | 0
|  | Add contr profit @13.615% on Labour | 0% |  | 1340 | 0
|  | Rate per each |  |  |  | 8596
Note : Labour Charges considered for 2 jobs / day
17 | 4.4.8 | Supply and fixing 8 Way TPN - Vertical type Distribution board with IP -43 Protection with 125A, 4 Pole 25 kA MCCB as incomer with 4Nos 63A TP MCBs and 12 Nos. 10 kA SPMCBs as outgoing including internal connection and labour charges for flush mounting etc. Make: Legrand / Schneider/Seimens/L&T
8 way TPN Vertical DB
a) Material
| ELEC- 2.16.2 | 8 Way TPN Vertical DB with IP -43 (Metal door) protection suitable for 125A, 4 Pole, 25kA MCCB as incomer. | Nos | 1 | 10275 | 10275
| ELEC-2.8.1 | 125 Amps, 4 Pole , 25 kA MCCB | Nos | 1 | 9870 | 9870
| ELEC-2.13.2 | 10 kA, 63A TP MCBs: | Nos | 8 | 1632 | 13056
33201
|  | Add contr profit @13.615% on material | 0 |  |  | 0
|  | Total material cost |  |  |  | 33201
b) Labour charges :
|  | Skilled Electrician | day | 1 | 620 | 620
|  | Semi Skilled Electrician | day | 1 | 515 | 515
|  | Helpers | day | 1 | 515 | 515
|  | Add area allowence on labour charges @ | 0% |  |  | 0
|  | Add contr profit @13.615% on Labour | 0% |  | 1650 | 0
|  | Rate per each |  |  |  | 34851
|  | Note : 1. Labour Charges considered for 1 jobs / day |  |  | Say | 34851
2. If the Distribution Boards from Item No. 4.4.1 to 4.4.8 proposed for concealing, add the following:
a 1No. Semi skilled mason
b 1/4 bag cement
EARTHING
18 | 5.1.1 | Providing independent earthing for Important equipment with 40mm dia 'B' class 2.5m long G.I pipe and 19mm dia 'B' class G.I pipe of 0.3mtr. long connected with reducer providing G.I funnel with mesh enclosed in C.C/ brick massonry chamber of 450m x 450m x 400mm with R.C.C. Slab cover duly providing staggered holes filling with 20Kg Salt and 40Kg Charcoal or 40Kg bentonite powder from the bottom of the pipe giving earth connection from electrode through G.I strip of 40 x 6mm x 200mm length with all accessories and labour charges complete, as per IS specifications 732/1982 (Part II)
a) Material
| ELEC-7.16.5 | 40mm dia 'B' class 2.5m long G.I pipe and 19mm dia 'B' class G.I pipe of 0.3mtr. long | Each | 1 | 4863 | 4863
|  | Total material cost |  |  |  | 4863
|  | Add contr profit @13.615% on Labour | 0% |  | 4863 | 0
Sundries
|  | Rate per each |  |  |  | 4863
[5 empty] | Say | 4863
19 | 5.1.3 | Providing independent earthing exacavating a pit to a depth of 2.25Mtr in all soils as per size specified in the data for Sophisticated Electronic equipment with 600mm x 600mm x 3.15mm thick copper plate rigidly fixed to 19mm dia 'B' Class G.I Pipe of 2.5Mtr lengthwith funnel as per National Electric Code and earth connection from electrode GI strip of 40mm x 5mm x 200mm length to be bolted with nut bolts to G.I.pipe including 25mm x 3mm copper strip of 6Mtrs length connected from plate to GI strip including filling with 20Kg Salt and 40Kg Charcoal or 40Kg bentonite powder from the bottom of the pipe and providing CC / Brick massonry chamber 450mmX450mmX400mm and covered with R.C.C. Slab including all accessories and labour charges etc complete as per IS specification 732/1982 (Part II).
a) Material
| ELEC-7.15.6 | Earth work excavation of hard gravel soil with small boulders for trench 1st step of size 1.5 x 0.9 x 0.9 m (5'x3'x3') | Each | 1 | 13230 | 13230 |  | 1.27 | 220 | 279.4
13230
|  | Add contr profit on labour | 0% |  | 13230 | 0
|  | Rate per each |  |  |  | 13230
[5 empty] | Say | 13230
19 | 5.2.5 | Supply and Run of 25mm x 6mm G.I Strip including cost of all accessories and labour charges etc., complete. (1.18Kgs/1Mtr)
a)Material
| ELEC-9.3.6 | GI strip | kg | 118 | 80 | 9440
|  | Add contr profit @14% on material | 0 |  |  | 0
|  | Total material cost |  |  |  | 9440
b) Labour charges
|  | Skilled Electrician. | day | 2 | 620 | 1240
|  | Helper (Electrical). | day | 2 | 515 | 1030
|  | Add area allowence on labour charges @ | 0% |  |  | 0
|  | Add contr profit @14% on Labour | 0% |  | 2270 | 0
considered 50 mtr laying per day
|  | Total for GI flat FOR 100MTRS | Rmt |  |  | 11710
|  | Rate per each | Rmt |  |  | 117.1
[5 empty] | Say | 117.1
20 | 5.2.7 | Supply and Run of 50mm x 6mm G.I Strip including cost of all accessories and labour charges etc., complete. (2.36 Kg / Mtr)
a)Material
| ELEC-9.3.6 | GI strip | kg | 236 | 80 | 18880
|  | Add contr profit @14% on material | 0 |  |  | 0
|  | Total material cost |  |  |  | 18880
b) Labour charges
|  | Skilled Electrician. | day | 2 | 620 | 1240
|  | Helper (Electrical). | day | 2 | 515 | 1030
|  | Add area allowence on labour charges @ | 0% |  |  | 0
|  | Add contr profit @14% on Labour | 0% |  | 2270 | 0
considered 50 mtr laying per day
|  | Total for GI flat FOR 100MTRS | Rmt |  |  | 21150
|  | Rate per each | Rmt |  |  | 211.5
[5 empty] | Say | 211.5
21 |  | Supply and Run of 25mm x 3mm copper strip (Cuurrent Carrying Capacity 270A) including cost of all accessories and labour charges etc., complete. (0.663Kgs/1Mtr)
a)Material
| ELEC-9.3.1 | Copper plate / Copper strip (Per K.G). | kg | 66.3 | 714 | 47338.2
|  | Add contr profit @14% on material | 0 |  |  | 0
|  | Total material cost |  |  |  | 47338.2
b) Labour charges
|  | Skilled Electrician. | day | 1 | 620 | 620
|  | Helper (Electrical). | day | 1.5 | 515 | 772.5
|  | Add area allowence on labour charges @ | 0% |  |  | 0
|  | Add contr profit @14% on Labour | 0% |  | 1392.5 | 0
considered 50 mtr laying per day
|  | Total for GI flat FOR 100MTRS | Rmt |  |  | 48730.7
|  | Rate per each | Rmt |  |  | 487.307
[5 empty] | Say | 487.35
21 | 5.2.1 | Supply and Run of No.8 SWG G.I wire including cost of all accessories and labour charges etc., complete.
a) Material
| ELEC-9.3.6 | No.8 SWG G.I wire 100 M Length (0.104 Kg / Mtr) | Kg | 10.4 | 80 | 832
| ELEC-9.1.4 | U' Nails | 1Nos | 1.5 | 0.36 | 0.54
832.54
|  | Add contr profit @13.615% on material | 0 |  |  | 0
|  | Total for material |  |  |  | 832.54
b) labour charges
| TBSE-8.1.81 | Helpers | day | 2 | 515 | 1030
|  | Add area allowence on labour charges @ | 0% |  |  | 0
|  | Add contr profit @13.615% on Labour | 0% |  | 1030 | 0
|  | C) Cost for 100 M |  |  |  | 1862.54
|  | Rate per mtr c/100 |  |  |  | 18.65
22 |  | Supply and Fixing and transportation of 20W, 2000 lumens, 1200mm length LED retro tube light, housing made with alluminium anodised body, wide operating voltage with double side connection, PF≥0.9, Surge protection: > 2KV, THD<15%, with inbuilt driver and frosted cover CCT: 3000K - 6500K as desired by the department and as per ISspecifications, minimum CRI≥80,.etc complete with 50,000 burning hours with BIs Certification. LUMINAIRE MAKE: Phillips / OSRAM / Wipro / Crompton / Bajaj / Havells / Jaquar / IB LED / Panasonic / Halonix / HPL / Syska / Eveready / Surya / Keselec. LED MAKE : PHILIPS LUMILEDS / CREE / NICHIA / OSRAM / SAMSUNG / LG LEDs.
a) Material
a) Material
| ELEC-3.9.10 | 4' -1x 28 watts box type energy saving light fitting.(T5 Type) | each | 1 | 693 | 693
| ELEC-3.8.3 | Supply of 18/20W fluorescent tube. Makes : Phillips / Crompton / Bajaj / Surya | each | 1 | 37 | 37
730
|  | Add contr profit @13.615% on material | 0 |  |  | 0
|  | Total for material |  |  |  | 730
|  | Rate per each |  |  |  | 730
23 |  | Supply and fixing of batten holder / slanting holder (Makes : Anchor / Gold Medal Olive / Million Zoom). in lieu of ceiling rose of light point complete with all connections and all labour charges with 18 Watt CFL bulb Makes : Phillips / Crompton / Bajaj / Surya / Havells / HPL/ Halonix.
Taking Output = each
a) Material
| ELEC-3.7.19 | CFL batten holder | each | 1 | 21 | 21
| ELEC-3.8.7 | 18 W CFL | each | 1 | 103 | 103
| ELEC-1.7.1 (m) | Deduct Cost of Ceiling Rose | each | -1 | 19 | -19
105
|  | Add contr profit @13.615% on material | 0 |  |  | 0
|  | Total for material |  |  |  | 105
|  | b) Labour charges : | [7 empty] | 620
|  | Skilled Electrician | day | 0.05 | 620 | 31 |  |  |  | 515
|  | Helpers | day | 0.05 | 515 | 25.75 |  |  |  | 515
|  | Add area allowence on labour charges @ | 0% |  |  | 0
|  | Add contr profit @13.615% on Labour | 0% |  | 56.75 | 0
|  | Rate per each |  |  |  | 161.75
Note : 1. The Cost of Ceiling Rose may be deducted in view of holder.
2. Labour Charges proposed for 20 jobs per day
24 | 31 | Supply and fixing of Ding dong of Anchor/Goldmedal/Million make on 6"x8" decolam block including giving connections, cost of all accessories and labour charges etc., complete.
Taking Output = each
a) Material
| ELEC-1.7.2.b | Ding dong bell | each | 1 | 95 | 95
| ELEC-1.4.2.d | 6"x8" decolam block | each | 1 | 44 | 44
139
|  | Add contr profit @13.615% on material | 0 |  |  | 0
|  | Total material cost |  |  |  | 139
b) Labour charges :
|  | Skilled Electrician | day | 0.062 | 620 | 38.44
|  | Helpers | day | 0.062 | 515 | 31.93
|  | Add area allowence on labour charges @ | 0% |  |  | 0
|  | Add contr profit @13.615% on Labour | 0% |  | 70.37 | 0
|  | Rate per each |  |  |  | 209.4
24 |  | Supply, Transportation of energy efficient fan, 1200 mm sweep, aluminium body, consuming 28 W, BEE 5 star rated, ceiling fan with Brush Less Direct Current(BLDC)motor, class of insulation: B, 3 no's blades, 30 cm long down rod, 2 no's canopies, shackle'kit, safety rope, copper winding, Power Factor greater than 0.90, Service Value (CMMAV) greater than 8.5, Air delivery minimum 235 CMM, 350 RPM( tolerance as per IS:374-2019), THD less than 10%. with remote or compatible to electronic step type regulator unit for speed control and all remaining accessories including safety pin, nut bolts, washers, temperature rise=75 degree C(max), insulation resistance more than 2 mega ohm, suitable for 230V, 50 HZ, single phase AC supply, earthing etc., including all standard accessories etc., complete. Makes : Atomberg (Efficio ) / Havells / Orient
a) Material
| ELEC-5.1.2 | 1200 mm (48") Ceiling Fan | each | 1 | 2825 | 2825
|  | Transportation Charges on Unit Cost |  | 0.01 | 28.25 | 28.25
2853.25
|  | Add contr profit @13.615% on material | 0 |  |  | 0
|  | Total material cost |  |  |  | 2853.25
25 |  | Supply and fixing of modular Electronic stept type fan regulator hum free step type socket size with MS box, front plate in the existing switch board ( Modular Type ) Makes :Makes : Legrand Arteor / Schneider Zen celo / Honeywell Blenge Plus / Cabtree Amare / Logus Platina.
a) Material
| ELEC-1.9.1.n | 1 Module Modular type Electronic step type Fan Regulator. | No | 1 | 515 | 515
|  | Add contr profit @14% on material | 0 |  |  | 0
|  | Total material cost |  |  |  | 515 |  |  | 620
|  | b) Labour charges. | [6 empty] | 515
|  | Semi skilled Electrician | day | 0.1 | 515 | 51.5 |  |  | 515
|  | Sundries. |  |  |  | 0
|  | Add area allowence on labour charges @ | 0% |  |  | 0
|  | Add contr profit @14% on Labour | 0% |  | 37.5 | 0
|  | Rate per Each |  |  |  | 566.5
Note : Labour is Considered for 10 jobs / day
26 |  | Labour charges for Fixing of Ceiling fan and regulator including transportation and giving connections with twin core wire etc., complete. Makes : Finolex / RR Kabel / Havells / Polycab / GM / Million / V-Guard / Gold Medal / Kundancab / HPL / RPG /Nandicab / Nakoda / Payal / Finecab / Gemini / Vimal /Suncab
a) Material
| ELEC-1.5.4 | 23/0060 Twin Core wire | 100M | 1 | 1176 | 11.76
|  | Unforseen item works, such as painting to down rod, screws etc., | LS | 1 | 0 | 0
11.76
|  | Add contr profit @13.615% on material | 0 |  |  | 0
|  | Total for material |  |  |  | 11.76
|  | b) Labour charges. | [7 empty] | 620
|  | Skilled Electrician | day | 0.125 | 620 | 77.5 |  |  |  | 515
|  | Helper | day | 0.125 | 515 | 64.375 |  |  |  | 515
|  | Add area allowence on labour charges @ | 0% |  |  | 0
|  | Add contr profit @13.615% on Labour | 0% |  | 141.875 | 0
|  | Rate per Each |  |  |  | 153.65
Note : Labour is Considered for 8 fans / day
27 |  | Supply and erecting 19/20mm steel tube down rod of one meter length with bolts & nuts duly painted with matching colour of fan complete.
a) Material
| ELEC-9.1.21 | 19/20mm steel tube down rod with bolts & nuts for fan with maching colour. | mtr | 1 | 95 | 95
|  | Less cost of fan down rod supplied with new fan of about 9" in length equal to 0.23 Metre at above rate | mtr | -0.23 | 95 | -21.85
73.15
|  | Add contr profit on material | 0% |  |  | 0
|  | Total for material |  |  |  | 73.15
|  | b) Labour charges. | [6 empty] | 620
| ELEC-8.1.73 | Skilled Electrician | day | 0 | 620 | 0 |  |  | 515
| ELEC-8.1.81 | Helper | day | 0.1 | 515 | 51.5 |  |  | 515
|  | Add area allowence on labour charges @ | 0% |  |  | 0
|  | Add contr profit on labour | 0% |  | 51.5 | 0
|  | Rate per Each |  |  |  | 124.65
Note : Labour is Considered for 8 fans / day
28 |  | Supply,Transportation of light duty exhaust fan 9"(225 mm) size 900 rpm with metal blades wiremesh with all accessories etc complete. Makes : Crompton / Bajaj Bahar WG / Havells Ventil Air-DB / Orient hill air.
a) Material
| ELEC-5.1.9 | 225mm (9") 900 RPM L.D. Exhaust Fan | each | 1 | 1423 | 1423
|  | Transportation Charges on Unit Cost |  | 0.01 | 14.23 | 14.23
|  | Rate per Each |  |  |  | 1437.23
|  | Add contr profit on material | 0% |  |  | 0
|  | Total for material |  |  |  | 1437.23
29 |  | Supply of 12" (300 mm) 900 R.P.M of heavy duty exhaust fan 250V A.C.50Hz.. 300mm size etc., complete. Makes: Crompton / Almounard / Havells Turbo Force.
a) Material
| ELEC-5.1.11 | 300mm (12") 900 RPM H.D. Exhaust Fan | each | 1 | 3121 | 3121
|  | Transportation Charges on Unit Cost |  | 0.01 | 31.21 | 31.21
|  | Rate per Each |  |  |  | 3152.21
|  | Add contr profit @13.615% on material | 0 |  |  | 0
|  | Total for material |  |  |  | 3152.21
30 |  | Labour charges for fixing of Exhaust fan in wall with necessary connections and masonary work of making hole, finishing etc., complete
a) Material
| ELEC-1.5.4 | 23/0060 Twin flat wire | 100M | 1 | 980 | 9.8
| ELEC-9.1.48 | Cement | kg | 1 | 0 | 0
9.8
|  | Add contr profit @13.615% on material | 0 |  |  | 0
|  | Total for material |  |  |  | 9.8
|  | b) Labour charges. | [7 empty] | 620
|  | Skilled Electrician | day | 0.25 | 620 | 155 |  |  |  | 515
|  | Helper | day | 0.25 | 515 | 128.75 |  |  |  | 515
|  | Mason | day | 0.25 | 470 | 117.5
|  | Add area allowence on labour charges @ | 0% |  |  | 0
|  | Add contr profit @13.615% on Labour | 0% |  | 401.25 | 0
|  | Sundries such as Sand, Bolt, Nuts etc., | LS | 1 | 0 | 0
|  | Rate per Each |  |  |  | 411.05
Note :1. Labour is Considered for 6 jobs / day
2. Cost of louver shutter may be added if required.
3. If hole is already made available, labour charges of Mason shall be deleted.
31 |  | Supply and fixing of Integral street light luminaire of 150W HPSV / MH lamp fitting comprises of single piece die cast Aluminium body with copper wound ballast and capacitor, Ignitor, with pot optics including 150W HPSV lamp etc, fixing on wall with 1.0mt 40mm dia GI pipe bracket and anti-tilting MS flat, 2.5 Sq.mm flexible copper cable etc.,including all labour charges for mason work and giving connections etc., complete. Makes: Phillips / GE/ Bajaj / Crompton / Surya
a) Material
| ELEC-3.3.5 | Supply of 150 W SV/ MH Electronic ballast having < 3W loss, PF > 0.90, THD < 15% with 3 years guarantee Makes : Phillips / Whipro / Trinic / GE. | each | 1 | 2546 | 2546
| ELEC-3.4.1 | 150W HPSV lamp | each | 1 | 600 | 600
| TBSP-G.I- 05 | 40mm G.I pipe light grade | M | 1 | 399 | 399
| ELEC-1.5.1 | 2.5 Sq.mm flexible copper cable | 100M | 4 | 3047 | 121.88
3666.88
|  | Add contr profit @13.615% on material | 0 |  |  | 0
3666.88
b) Labour charges for Antitiling MS flat / welding charges & fixing
|  | Skilled Electrician | day | 0.25 | 620 | 155 |  |  |  | 620
|  | Carpenter | day | 0.25 | 515 | 128.75 |  |  |  | 515
|  | Helper | day | 0.25 | 515 | 128.75 |  |  |  | 515
|  | Welder | day | 0.25 | 555 | 138.75
|  | Add area allowence on labour charges @ | 0% |  |  | 0
|  | Add contr profit @13.615% on Labour | 0% |  | 396.25 | 0
4218.13
|  | Rate per each |  |  |  | 4218.13
|  | Note : Labour Charges considered for 4Nos MV / SV / MH in a day |  |  | Say | 4218.15
Networking
32 |  | Supply and laying of 2 pair telephone wire in the existing metallic/non metallic conduit pipe with connections etc.,complete Makes : Finolex / Delton / Surabi / Polycab
Taking Output = 100 M
a) Material
| ELEC-8.1.1 | 2 pair telephone wire | 100 M | 1 | 910 | 910
|  | Add contr profit @13.615% on material | 0 |  |  | 0
|  | Total for material |  |  |  | 910
b) Labour charges :
|  | Skilled Electrician | day | 0.34 | 620 | 210.8
|  | Semi Skilled Electrician | day | 1 | 515 | 515
|  | Helpers | day | 0.34 | 515 | 175.1
|  | Add area allowence on labour charges @ | 0% |  |  | 0
|  | Add contr profit @13.615% on Labour | 0% |  | 900.9 | 0
Sundries
|  | C) Cost for 100 RM |  |  |  | 1810.9
|  | Rate per Metre = C/100 |  |  |  | 18.15
Note : Labour Charges considered for 150 M / day
33 |  | Supply and laying of LAN cable Cat-6(A) UTP CABLE in the existing metallic/non metallic conduit pipe with connections etc.,complete Makes:D Link/ AMP / Molex / Legrand / Krone
Taking Output = 100 M
a) Material
| ELEC-8.1.3 | cat-6 UTP LAN cable | 100 M | 1 | 2100 | 2100
|  | Add contr profit @13.615% on material | 0 |  |  | 0
|  | Total for material |  |  |  | 2100
b) Labour charges :
|  | Skilled Electrician | day | 0.34 | 620 | 210.8
|  | Semi Skilled Electrician | day | 1 | 515 | 515
|  | Helpers | day | 0.34 | 515 | 175.1
|  | Add area allowence on labour charges @ | 0% |  |  | 0
|  | Add contr profit @13.615% on Labour | 0% |  | 900.9 | 0
Sundries
|  | C) Cost for 100 RM |  |  |  | 3000.9
|  | Rate per Metre = C/100 |  |  |  | 30.05
Note : Labour Charges considered for 150 M / day
34 |  | Supply and fixing of telephone jack type socket with top on MS box with modular plate cover with screws connections etc., Makes : GM G Home / Gold Medal Olive / Million Zoom /Anchor Penta Cherry / Great white Omega / HPL
Taking Output = 100 M
a) Material
| ELEC-1.7.1 | telephone jack type socket |  | 1 | 44 | 44
| ELEC-1.3.3 | MS box (MODULAR) |  | 1 | 58 | 58
| ELEC-1.4.2 | 4x4 sunglass decolam board |  | 1 | 14 | 14
116
|  | Add contr profit @13.615% on material | 0 |  |  | 0
|  | Total for material |  |  |  | 116
b) Labour charges :
|  | Skilled Electrician | day | 0.1 | 620 | 62
|  | Semi Skilled Electrician | day | 0.1 | 515 | 51.5
|  | Helpers | day | 0.1 | 515 | 51.5
|  | Add area allowence on labour charges @ | 0% |  |  | 0
|  | Add contr profit @13.615% on Labour | 0% |  | 165 | 0
Sundries
|  | C) Cost for each |  |  |  | 281
35 |  | Supply and fixing of cat-6 RJ-45information outlets including dual face plate with MS box with modular plate cover with screws connections etc., (Makes : D Link / AMP / Molex / Legrand / Krone.)
a) Material
| ELEC-8.1.4 | cat-6 RJ 45 information oulet duel face plate |  | 1 | 305 | 305
| elec-1.3.3 | MS box (MODULAR) |  | 1 | 58 | 58
0
363
|  | Add contr profit @13.615% on material | 0 |  |  | 0
|  | Total for material |  |  |  | 363
b) Labour charges :
|  | Skilled Electrician | day | 0.2 | 620 | 124
|  | Semi Skilled Electrician | day | 0.2 | 515 | 103
|  | Helpers | day | 0.12 | 515 | 61.8
|  | Add area allowence on labour charges @ | 0% |  |  | 0
|  | Add contr profit @13.615% on Labour | 0% |  | 288.8 | 0
Sundries
|  | C) Cost for each |  |  |  | 651.8
36 | 39 | Supply of 7 feet length moulded patch cord Makes : D Link / AMP / Molex / Legrand / Krone.
a) Material
| ELEC-8.1.7 | 7 feet length moulded patch cord Makes : D Link / AMP / Molex / Legrand / Krone. | each | 1 | 200 | 200
200
|  | Add contr profit @13.615% on material | 0 |  |  | 0
|  | Total for material |  |  |  | 200
|  | Rate per each |  |  |  | 200
37 | 39 | Supply of 3 feet length moulded patch cord Makes : D Link / AMP / Molex / Legrand / Krone. (Data-55)
a) Material
| ELEC-8.1.7 | 3 feet length moulded patch cord Makes : D Link / AMP / Molex / Legrand / Krone. | each | 1 | 180 | 180
180
|  | Add contr profit @13.615% on material | 0 |  |  | 0
|  | Total for material |  |  |  | 180
|  | Rate per each |  |  |  | 180
38 |  | Supply, Transportation and Fixing of 24 port patch panels Makes : D Link / AMP / Molex / Legrand / Krone including all accessories and labour charges etc., complete.
Taking Output = 100 M
a) Material
| ELEC-8.1.8 | 24 port patch panels | each | 1 | 5800 | 5800
|  | Add contr profit @13.615% on material | 0 |  |  | 0
|  | Total for material |  |  |  | 5800
b) Labour charges :
|  | Skilled Electrician | day | 0.3 | 620 | 186
|  | Semi Skilled Electrician | day | 0 | 515 | 0
|  | Helpers | day | 0.4 | 515 | 206
|  | Add area allowence on labour charges @ | 0% |  |  | 0
|  | Add contr profit @13.615% on Labour | 0% |  | 392 | 0
Sundries
|  | Rate per each |  |  |  | 6192
Note : Labour Charges proposed for 10 jobs per day
39 |  | Supply, Transportation and Fixing of 20 pair Telephone distribution box with back mount frame, krone connector, powder coated metal body with lock and key arrangement including all accessories and labour charges etc., complete.
Taking Output = 100 M
a) Material
| ELEC-8.1.2 | 20 pair Telephone distribution box with back mount frame, krone connector, powder coated metal body with lock and key arrangement | each | 1 | 970 | 970
|  | Add contr profit @13.615% on material | 0 |  |  | 0
|  | Total for material |  |  |  | 970
b) Labour charges :
|  | Skilled Electrician | day | 0.3 | 620 | 186
|  | Semi Skilled Electrician | day | 0 | 515 | 0
|  | Helpers | day | 0.4 | 515 | 206
|  | Add area allowence on labour charges @ | 0% |  |  | 0
|  | Add contr profit @13.615% on Labour | 0% |  | 392 | 0
Sundries
|  | Rate per each |  |  |  | 1362
Note : Labour Charges proposed for 10 jobs per day
40 |  | Supply, Transportation and Fixing of 19" 6U floor / Wall mounting net work rack Makes : HCL / Vall with power spike including all accessories and labour charges etc., complete.
Taking Output = 100 M
a) Material
| ELEC-8.1.12 | 19" 6U | each | 1 | 5555 | 5555
|  | Add contr profit @13.615% on material | 0 |  |  | 0
|  | Total for material |  |  |  | 5555
b) Labour charges :
|  | Skilled Electrician | day | 0.3 | 620 | 186
|  | Semi Skilled Electrician | day | 0 | 515 | 0
|  | Helpers | day | 0.4 | 515 | 206
|  | Add area allowence on labour charges @ | 0% |  |  | 0
|  | Add contr profit @13.615% on Labour | 0% |  | 392 | 0
Sundries
|  | Rate per each |  |  |  | 5947
Note : Labour Charges proposed for 10 jobs per day
41 |  | Supply, Transportation and Fixing of 19" 12U floor / Wall mounting net work rack Makes : HCL / Vall with power spike including all accessories and labour charges etc., complete.
Taking Output = 100 M
a) Material
| ELEC-8.1.11 | 19" 12U | each | 1 | 7671 | 7671
|  | Add contr profit @13.615% on material | 0 |  |  | 0
|  | Total for material |  |  |  | 7671
b) Labour charges :
|  | Skilled Electrician | day | 0.3 | 620 | 186
|  | Semi Skilled Electrician | day | 0 | 515 | 0
|  | Helpers | day | 0.4 | 515 | 206
|  | Add area allowence on labour charges @ | 0% |  |  | 0
|  | Add contr profit @13.615% on Labour | 0% |  | 392 | 0
Sundries
|  | Rate per each |  |  |  | 8063
Note : Labour Charges proposed for 10 jobs per day
42 |  | Supply, Transportation and Fixing of 24 Port manageble switches Makes : CISCO / Net Gear / HP / D link including all accessories and labour charges etc., complete.
Taking Output = 100 M
a) Material
| ELEC-8.1.5 | 24 port Manageble switch | each | 1 | 6000 | 6000
|  | Add contr profit @13.615% on material | 0 |  |  | 0
|  | Total for material |  |  |  | 6000
b) Labour charges :
|  | Skilled Electrician | day | 0.3 | 620 | 186
|  | Semi Skilled Electrician | day | 0 | 515 | 0
|  | Helpers | day | 0.4 | 515 | 206
|  | Add area allowence on labour charges @ | 0% |  |  | 0
|  | Add contr profit @13.615% on Labour | 0% |  | 392 | 0
Sundries
|  | Rate per each |  |  |  | 6392
Note : Labour Charges proposed for 10 jobs per day
Main Panel
43 |  | Supply, installation, commissioning of 3Phases, neutral 415V, free standing type cubical panel board made of 16 Gauge CRCA sheet steel, the panel shall be painted after processing 7 tank process with RAL 7032 siemens grey. The panel shall be consisting of suitable rating of allumunium bus bars ( At the rating of 0.8 A/Sq.mm) supported with DMC/SMC and colour coded with heat shrinkable sleeves. The bus bars fault level shall be 50 KA and shall be as per requirement of local CEIG, fire regulations, other authorities etc. Panel shall be suitable for accomdating the following switch gears including supply of all components, hard wares etc including all necessary civil works, adequate reinforcement foundation bolts suitable G.I earth strip , 100 x 50mm MS base channel, earth bar, door loop earthings . Bus bar to switch interconnections, All cables shall have proper cable entry,gland plates, suitable size of glands, earth tags for glands, lugs, cadmium plated nuts , bolts, feeder identification marks, shall be installed on performed trench and consisting of the following as required and as per IS standards and panel should be manufactures only from panel builds with CPRI Test certificate.
400 A Aluminium Bus Bar with colour code.
Internal wiring with approved make cable
Earthing: Providing 50x6 mm G.I flat
Incommer: .
| Elec.-2.8.1 | Supply of 250A 3 Pole MCCB, Adjustable, Confirms to IS/IEC 60947-2 having Breaking Capacity 36/35 KA with thermal magnetic release Panel Mounted.Makes : L&T / Schneider / Siemens / Legrand. |  | 1 | 18182 | 18182
Metering Set:
| ELEC-7.13.2 | 0- 250 A Digital Ammeter . - 1 No. |  | 1 | 2000 | 2000
| ELEC-7.13.6 | Ammeter selector switch - 1 No. |  | 1 | 175 | 175
| ELEC-7.13.2 | 0-415V Digital Volt meter - 1 No. |  | 1 | 2000 | 2000
| ELEC-7.13.6 | Voltmeter selector switch - 1 No. |  | 1 | 175 | 175
| ELEC-7.13.6 | R, Y, B Indication lamps LED type, puse buttons. |  | 3 | 135 | 405
| ELEC-7.13.7 | 250 /5A C.T coils : 2 sets |  | 6 | 440 | 2640
| ELEC-2.6.1 | 32A 240 V Porcelain Rewirable fuse units - 3 Nos. |  | 3 | 92 | 276
| ELEC-2.5.1 | 2A HRC fuse link - 3 Nos: |  |  | 47 | 0
Outgoing :
| Elec.-2.8.1 | 125A TPN SSupply of 125A 3 Pole MCCB, Adjustable, Confirms to IS/IEC 60947-2 having Breaking Capacity 36/35 KA with thermal magnetic release Panel Mounted.Makes : L&T / Schneider / Siemens / Legrand |  | 6 | 8162 | 48972
| Elec.-2.8.1 | 63A TPN SSupply of 125A 3 Pole MCCB, Adjustable, Confirms to IS/IEC 60947-2 having Breaking Capacity 36/35 KA with thermal magnetic release Panel Mounted.Makes : L&T / Schneider / Siemens / Legrand |  | 4 | 6876 | 27504
|  | Sub TOTAL: |  |  |  | 102329
|  | Bus bars and insulators 25% |  |  |  | 25582.25
|  | Cost of enclosure @ 45% |  |  |  | 46048.05
|  | Bus bars and insulators 10% |  |  |  | 10232.9
|  | Control wiring, Labour charges for errection of switch gear, panel board including all labour charges etc complete with connections for finished item of work including transportation charges.5% | Job |  |  | 5116.45
189308.65
|  | Add contr profit @13.615% on Labour | 0% |  |  | 0
|  | Total material cost |  |  |  | 189309
35 | 47 | Supply of the following PVC XLPE armoured cable 1100 V. Grade with ISI mark stranded / solid, aluminimum conductor complete Make: Universal / Unicab / TORRENT/ Polycab /Havells / KEI
| elec-4.1.1 | 3.5 Core 120.00 Sq.mm. | Rmt | 1 | 740 | 740
|  | Add contr profit @13.615% on material | 0 |  |  | 0
|  | Total for material |  |  |  | 740
| elec-4.1.1 | 3.5 Core 95 Sq.mm. | Rmt | 1 | 602 | 602
|  | Add contr profit @13.615% on material | 0 |  |  | 0
|  | Total for material |  |  |  | 602
| elec-4.1.1 | 3.5 Core 70.00 Sq.mm. | Rmt | 1 | 463 | 463
|  | Add contr profit @13.615% on material | 0 |  |  | 0
|  | Total for material |  |  |  | 463
| ELEC-4.1.1 | 3.5 Core 50.00 Sq.mm. | Rmt | 1 | 359 | 359
|  | Add contr profit @14% on material | 0 |  |  | 0
|  | Total for material |  |  |  | 359
| ELEC-4.1.1 | 3.5 Core 35.00 Sq.mm. | Rmt | 1 | 272 | 272
|  | Add contr profit @14% on material | 0 |  |  | 0
|  | Total for material |  |  |  | 272
| ELEC-4.1.1 | 3.5 Core 25.00 Sq.mm. | Rmt | 1 | 227 | 227
|  | Add contr profit @14% on material | 0 |  |  | 0
|  | Total for material |  |  |  | 227
| ELEC-4.1.1 (f) | 4 Core 16.00 Sq.mm. | Rmt | 1 | 178 | 178
|  | Add contr profit @14% on material | 0 |  |  | 0
|  | Total for material |  |  |  | 178
36 | 15.6.1 | Earth work excavation of Trench in hard ground soil and Sand filling shall be provided at the bottom of trench before laying the cable and laying of U.G cables from 70 Sqmm up to 400 sqmm covering the cable with bricks and back filling of Trench duly providing route indicator at every 8 Mtrs distance embedded in C.C including cost and conveyance of materials and labour charges etc., complete.
a) Material
| ELEC-9.4.17 | Excavation of earth | cum | 27 | 250 | 6750
| ELEC-9.4.13 | Cost of bricks | 1000nos | 0.92 | 4000 | 3680
| ELEC-9.4.12 | Cost of sand | cum | 6 | 600 | 3600
| ELEC-9.4.11 | Cement (Civil SSR) | Kg | 25 | 8 | 200
| ELEC-9.1.25 | Cost of cable route indicator | each | 12 | 102 | 1224
15454
|  | Add contr profit @13.615% on material | 0 |  |  | 0
|  | Total for material |  |  |  | 15454
b) Labour charges for laying cable.
|  | Man Mazdoor for spreading the sand and back filling the excavated soil. | each | 2.5 | 515 | 1287.5
|  | Skilled Electrician | day | 1.6 | 620 | 992 |  |  | 620
|  | Helper | day | 3.3 | 515 | 1699.5 |  |  | 515
|  | Man Mazdoor for concreting and embedding of cable way indicators | day | 2 | 515 | 1030 |  |  | 515
|  | Add area allowence on labour charges @ | 0% |  |  | 0
|  | Add contr profit @13.615% on Labour | 0% |  | 1720 | 0
Sundires and Rounding off
|  | Rate per 60mts |  |  |  | 20463
|  | Rate per Mtr |  |  |  | 341.05
36 | 48 | Earth work excavation of Trench in hard ground soil, laying of U.G cables upto 50 Sq,mm on sand cushion covering the cable with bricks and back filling of Trench duly providing route indicator embedded in C.C including cost and conveyance of materials a
a) Material
| ELEC-9.4.17 | Excavation of earth 100 x 0.3 X 0.9 m | cum | 27 | 250 | 6750
| ELEC-9.4.13 | Cost of bricks (Civil SSR) | 1000nos | 0.92 | 4000 | 3680
| ELEC-9.4.12 | Cost of sand (Civil SSR) | cum | 6 | 600 | 3600
| ELEC-9.4.11 | Cement (Civil SSR) | Kg | 25 | 8 | 200
| ELEC-9.1.25 | Cost of cable route indicator | each | 12 | 102 | 1224
15454
|  | Add contr profit @13.615% on material | 0 |  |  | 0
|  | Total for material |  |  |  | 15454
b) Labour charges for laying cable.
|  | Man Mazdoor for spreading the sand and back filling the excavated soil. | each | 2.5 | 515 | 1287.5
|  | Skilled Electrician | day | 1 | 620 | 620 |  |  | 620
|  | Helper | day | 2 | 515 | 1030 |  |  | 515
|  | Man Mazdoor for concreting and embedding of cable way indicators | day | 2 | 515 | 1030 |  |  | 515
|  | Add area allowence on labour charges @ | 0% |  |  | 0
|  | Add contr profit @13.615% on Labour | 0% |  | 1720 | 0
Sundires and Rounding off
|  | Rate per 100mts |  |  |  | 19421.5
|  | Rate per Mtr |  |  |  | 194.25
37 | 49 | Labour charges for run of U.G cable on wall / existing pipe with necessary fixing arrangments such as saddles, clamps,wooden separators etc., (as directed by departmental official) with No.10 SWG G.I wire for eath connections for the cables.
a) Material
| ELEC-9.1.1 | Wooden separators | NOS | 100 | 2.11 | 211
| ELEC-1.1.11 | saddles of required size | 100 nos | 2 | 385 | 770
| elec-1.4.4 | 12mm screws | 100 nos | 4 | 68 | 272
| ELEC-9.3.6 | No.10 SWG GI wire | kg | 7 | 80 | 560
1813
|  | Add contr profit @13.615% on material | 0 |  |  | 0
|  | Total material cost |  |  |  | 1813
b) Labour charges
|  | Skilled Electrician | day | 1 | 620 | 620
|  | Helper | day | 4 | 515 | 2060
|  | Add area allowence on labour charges @ | 0% |  |  | 0
|  | Add contr profit @13.615% on Labour | 0% |  | 2680 | 0
|  | Sundires such as Cement, Sand etc., |  |  |  | 0
|  | Rate per Each |  |  |  | 4493
|  | Note : Labour Charges Considered for 100 Mts / day |  |  |  | 44.95
38 |  | Cable Terminations:
a |  | Termination of UG cables of 4 core 16 Sq.mm including with required cable glands, Lugs complete with all required accessories as directed by the department including cost and conveyance of all materials and labour charges etc., complete.
b) Labour charges
| 1 | Skilled Electrician. | 0.027 | day | 620 | 16.74
| 2 | Lineman Electric / Telephone | 0.02 | day | 515 | 10.3
| 3 | Helper (Electrical). | 0.02 | day | 515 | 10.3
|  | Labour Charges for each |  |  |  | 37.34
a) Material
| ELEC-4.3.1 | Glands for 4 core XLPE armoured cable up to 16.0 Sq.mm | 1 | Nos | 109 | 109
| ELEC-4.4.2 | aluminium lugs for cable upto 16 Sq.mm | 4 | Nos | 14 | 56
165
|  | Total Cost of Material + Labour Charges |  |  |  | 202
|  | Add Contractors Profit | 0% |  | TOTAL: | 0
[5 empty] | Or say | 202
|  | Rate per Each |  |  |  | 202
b |  | Termination of UG cables of 3.5 core 25 Sq.mm including with required cable glands, Lugs complete with all required accessories as directed by the department including cost and conveyance of all materials and labour charges etc., complete.
b) Labour charges
| 1 | Skilled Electrician. | 0.027 | day | 620 | 16.74
| 2 | Lineman Electric / Telephone | 0.02 | day | 515 | 10.3
| 3 | Helper (Electrical). | 0.02 | day | 515 | 10.3
|  | Labour Charges for each |  |  |  | 37.34
a) Material
| ELEC-4.3.1 | glands for 3.5 core XLPE armoured cable from 25 Sqmm to 50.0 Sq.mm | 1 | Nos | 157 | 157
| ELEC-4.4.2 | aluminium lugs for cable upto 16 Sq.mm | 1 | Nos | 14 | 14
| ELEC-4.4.2 | aluminium lugs for cable of 25 Sq.mm | 3 | Nos | 16 | 48
219
|  | Total Cost of Material + Labour Charges |  |  |  | 256
|  | Add Contractors Profit | 0% |  | TOTAL: | 0
[5 empty] | Or say | 256
|  | Rate per Each |  |  |  | 256
c |  | Termination of UG cables of 3.5 core 35 Sq.mm including with required cable glands, Lugs complete with all required accessories as directed by the department including cost and conveyance of all materials and labour charges etc., complete.
b) Labour charges
| 1 | Skilled Electrician. | 0.027 | day | 620 | 16.74
| 2 | Lineman Electric / Telephone | 0.02 | day | 515 | 10.3
| 3 | Helper (Electrical). | 0.02 | day | 515 | 10.3
|  | Labour Charges for each |  |  |  | 37.34
a) Material
| 4.3.1 | glands for 3.5 core XLPE armoured cable from 25 Sqmm to 50.0 Sq.mm | 1 | Nos | 157 | 157
| ELEC-4.4.2 | aluminium lugs for cable upto 16 Sq.mm | 1 | Nos | 14 | 14
| ELEC-4.4.2 | aluminium lugs for cable of 35 Sq.mm | 3 | Nos | 19 | 57
228
|  | Total Cost of Material + Labour Charges |  |  |  | 265
|  | Add Contractors Profit | 0% |  | TOTAL: | 0
[5 empty] | Or say | 265
|  | Rate per Each |  |  |  | 265
b |  | Termination of UG cables of 3.5 core 50 Sq.mm including with required cable glands, Lugs complete with all required accessories as directed by the department including cost and conveyance of all materials and labour charges etc., complete.
b) Labour charges
| 1 | Skilled Electrician. | 0.02 | day | 620 | 12.4
| 2 | Lineman Electric / Telephone | 0.02 | day | 515 | 10.3
| 3 | Helper (Electrical). | 0.028 | day | 515 | 14.42
|  | Labour Charges for each |  |  |  | 37.12
a) Material
| ELEC-4.3.1 | glands for 3.5 core XLPE armoured cable from 25 Sqmm to 50.0 Sq.mm | 1 | Nos | 157 | 157
| ELEC-4.4.2 | aluminium lugs for cable of 25 Sq.mm | 1 | Nos | 16 | 16
| ELEC-4.4.2 | aluminium lugs for cable of 50 Sq.mm | 3 | Nos | 21 | 63
236
|  | Total Cost of Material + Labour Charges |  |  |  | 273
|  | Add Contractors Profit | 0% |  | TOTAL: | 0
[5 empty] | Or say | 273
|  | Rate per Each |  |  |  | 273
e |  | Termination of UG cables of 3.5 core 70 Sq.mm including with required cable glands, Lugs complete with all required accessories as directed by the department including cost and conveyance of all materials and labour charges etc., complete.
b) Labour charges
| 1 | Skilled Electrician. | 0.02 | day | 620 | 12.4
| 2 | Lineman Electric / Telephone | 0.02 | day | 515 | 10.3
| 3 | Helper (Electrical). | 0.03 | day | 515 | 15.45
|  | Labour Charges for each |  |  |  | 38.15
a) Material
| ELEC-4.3.1 | glands for 3.5 core XLPE armoured cable from 70 Sqmm to 95.00 Sq.mm | 1 | Nos | 242 | 242
| ELEC-4.4.2 | aluminium lugs for cable of 35 Sq.mm | 1 | Nos | 19 | 19
| ELEC-4.4.2 | aluminium lugs confirming to I.S specifications for cable of 70 Sq.mm | 3 | Nos | 26 | 78
339
|  | Total Cost of Material + Labour Charges |  |  |  | 377
|  | Add Contractors Profit | 0% |  | TOTAL: | 0
[5 empty] | Or say | 377
|  | Rate per Each |  |  |  | 377
f |  | Termination of UG cables of 3.5 core 120 Sq.mm including with required cable glands, Lugs complete with all required accessories as directed by the department including cost and conveyance of all materials and labour charges etc., complete.
b) Labour charges
| 1 | Skilled Electrician. | 0.03 | day | 620 | 18.6
| 2 | Lineman Electric / Telephone | 0.03 | day | 515 | 15.45
| 3 | Helper (Electrical). | 0.04 | day | 515 | 20.6
|  | Labour Charges for each |  |  |  | 54.65
a) Material
| ELEC-4.3.1 | glands for 3.5 core XLPE armoured cable from 120 Sqmm to 150.0 Sq.mm | 1 | Nos | 406 | 406
| ELEC-4.4.2 | aluminium lugs for cable of 70 Sq.mm | 1 | Nos | 26 | 26
| ELEC-4.4.2 | aluminium lugs for cable of 120 Sq.mm | 3 | Nos | 39 | 117
549
|  | Total Cost of Material + Labour Charges |  |  |  | 603
|  | Add Contractors Profit | 0% |  | TOTAL: | 0
[5 empty] | Or say | 603
|  | Rate per Each |  |  |  | 603
39 |  | Supply, transportation and installation of split AC unit with high wall mounted indoor unit and outdoor condencing unit Hermetically sealed compressor suitable for operation on 230V, 50Hz, 1Phase AC supply capable of performing cooling dehumidifying air circulating and filtering with cooling and condensing units with 3.5 mts of copper piping, insulation kit and 4 mts of 3 core copper flexible chord , built-in stabilizer (Voltage range 160- 264 volts) and cordless remote control
a | ELEC-6.1.1 | a) 1.5 Ton ( 3 STAR) Make: Carrier / Daikin / Blue Star / Hitachi | Each | 1 | 39847 | 39847
| ELEC-6.5.28 | Installation charges | Each | 1 | 1600 | 1600
|  | Total Cost of Material + Installation Charges |  |  |  | 41447
|  | Add contr profit @13.615% on material | 0 |  |  | 0
|  | Total for material |  |  |  | 41447
|  | Hence Rate allowed |  |  |  | 41447
b | ELEC-6.1.1 | b) 1.8 / 2.0 Ton (2-3 STAR) makes Daikin / Thoshiba / O General / Carrier / Blue Star / Hitachi | Each | 1 | 48510 | 48510
| ELEC-6.5.28 | Installation charges | Each | 1 | 1600 | 1600
|  | Total Cost of Material + Installation Charges |  |  |  | 50110
|  | Add contr profit @13.615% on material | 0 |  |  | 0
|  | Total for material |  |  |  | 50110
|  | Hence Rate allowed |  |  |  | 50110
31-10-2006
31-10-2006
Assistant Engineer,
A.P.E.W.I.D.Corporation,
NELLORE.
Deputy Executive Engineer,
A.P.E.W.I.D.Corporation,
South Sub-Division,
N E L L O R E.
Executive Engineer,
A.P.E.W.I.D.Corporation,
N E L L O R E.
31-10-2006
31-10-2006
31-10-2006
31-10-2006
Assistant Engineer,
A.P.E.W.I.D.Corporation,
NELLORE.
Deputy Executive Engineer,
A.P.E.W.I.D.Corporation,
South Sub-Division,
N E L L O R E.
Executive Engineer,
A.P.E.W.I.D.Corporation,
N E L L O R E.
31-10-2006
31-10-2006

## GA (2) (hidden)
GENERAL ABSTRACT
Construction of Kitchen shed at ZPHS Bijwar(V) of Utkoor(M)
Sl.No. | Description of Item | Amount Rs.
1 | Civil works | #REF! |  |  | 20539384
2 | Internal Sanitary & Water Supply | #REF! |  |  | 560596
3 | Internal Electrification | #REF! |  |  | 3251218
| Sub total >>> | #REF! | #REF! |  | 165607022
4 | Add GST @ 12% | #REF!
5 | Provision for PS charges @ 5% | #REF!
6 | Provision for NAC Contribution @ 0.1 % | #REF!
7 | Provision for Seginarage Charges @ 1 % | #REF!
8 | Provision for QC Charges 0.5% | #REF!
9 | Provision for RO plants 3 no | 900000
10 | Provision for Drilling of Borewell with Pump Set | 300000
11 | Provision for Consultancy Charges @ 1% Plus GST @ 18% | #REF!
12 | LS amount towards other unforeseen items | 22556
| Grand Total >>> | #REF! |  | 200000000
#REF!

## ABS-CVL-SEC (hidden)
Construction of Kitchen shed at ZPHS Bijwar(V) of Utkoor(M)
ABSTRACT ESTIMATE FOR SECURITY
Sl. No. |  | Description of Work | Quantity |  | Unit | Unit (in words) |  | Rate | Amount (Rs.)
In Figures
1 |  | Earth work excavation and depositing on bank (manual means) with initial lead of 10m and initial lift of 3m in Loamy & Clayey Soils like BC Soils, Red Earth & Ordinary Gravelly Soils ( SS 20-B) including all operational incidental labour charges such as shoring, strutting, sheeting, planking and dewatering including cost of hire charges of T & P, labour charges etc., complete for finished item of work excluding seignerage charges and dewatering charges etc., complete for Foundation of Building.(APSS No. 308) | 28 | CUM | 1 | ONE | CUM | 312.15 | 8740
2 |  | Plain Cement Concrete corresponding to M7.5 grade as per IS 456 equivalent to (1:4:8) proportion nominal mix (cement: fine aggregate: Coarse aggregate) using , 40mm size Hard Blasted Granite (IS383, 1970) metal from approved quarry including cost and conveyance of all materials like cement, sand, coarse aggregate, water etc. to site, including sales & other taxes on all materials, all operational, incidental, and labour charges such as mixing, laying and ramming concrete in layers in position not exceeding 15cm, finishing top surface, curing concrete, etc., complete but excluding seigniorage charges, for finished item of work for Foundations (APSS No. 402) | 2 | CUM | 1 | ONE | CUM | 3769.55 | 7539
3 |  | Plain Cement Concrete corresponding to M5 grade as per IS 456 equivalent to (1:5:10) proportion nominal mix (cement: fine aggregate: Coarse aggregate) using,40mm size Hard Blasted Granite (IS383, 1970) metal from approved quarry including cost and conveyance of all materials like cement, sand, coarse aggregate, water etc. to site, including sales & other taxes on all materials, all operational, incidental, and labour charges such as mixing, laying and ramming concrete in layers in position not exceeding 15cm, finishing top surface, curing concrete, etc., complete but excluding seigniorage chargesfor finished item of work for Foundations and Flooring Bed (APSS No. 402) | 3 | CUM | 1 | ONE | CUM | 3537.3 | 10612
4 |  | Filling with useful available excavated earth (excluding rock) in trenches, sides of foundations and basement with initial lead in layers not exceeding 15cm thick, consolidating each deposited layer by watering and ramming including cost and conveyence of water to work site and all operational, incidental, labour charges, hire charges of T & P etc., complete for finished item of work. (APSS NO. 309 & 310) | 23 | CUM | 1 | ONE | CUM | 34.25 | 788
5 |  | Filling with Gravel in trenches, sides of foundations and basement with initial lead in layers not exceeding 15cm thick, consolidating each deposited layer by watering and ramming including cost and conveyence of water to the work site and all operational, incidental, labour charges, hire charges of T & P etc., completebut but excluding seignorage charges, for finished item of work. (APSS NO. 309 & 310) | 11 | CUM | 1 | ONE | CUM | 227.15 | 2499
6 |  | Vibrated Reinforced Cement Concrete M 20 Design Mix ( by weigh batching ) using 20mm size (SS5) hard blasted Trap machine crushed graded metal (Coarse aggregate) from approved quarry, using a minimum quantity of 350 kgs. of cement per 1 cum of concreteincluding cost and conveyance of all materials like cement, fine aggregate (Sand), coarse aggregate, water etc., to site and cost of all materials including centering using Casurina Bellies, Bamboos, Wooden Reapers, Runners, Wood Posts, Steel Centering Plates etc complete but excluding cost of steel and it’s fabrication charges for finished item of work but excluding seigniorage charges (APSS No. 402 & 403)
| a) | Footings | 1.9 | CUM | 1 | ONE | CUM | 8755.9 | 16636
| b) | Plinth beams | 1.5 | CUM | 1 | ONE | CUM | 10930.9 | 16396
7 |  | Vibrated Reinforced Cement Concrete M 20 Design Mix ( by weigh batching / Mixer ) using 20mm size (SS5) hard blasted Trap machine crushed graded metal (Coarse aggregate) from approved quarry, using a minimum quantity of 350 kgs. of cement per 1 cum of concreteincluding cost and conveyance of all materials like cement, fine aggregate (Sand), coarse aggregate, water etc., to site and cost of all materials including Casurina Bellies, Bamboos, Wooden Reapers, Runners, Wood Posts, Steel Centering Plates etc complete but excluding cost of steel and it’s fabrication charges but excluding seigniorage charges for finished item of work (APSS No. 402 & 403)
| a) | Columns upto an un-supported height of 3.66m
|  | Ground Floor | 2.4 | CUM | 1 | ONE | CUM | 10405.9 | 24974
| b) | 150mm thick RCC side walls
|  | Ground Floor : | 2 | CUM | 1 | ONE | CUM | 10405.9 | 20812
8 |  | Vibrated Reinforced Cement Concrete M 20 Design Mix ( by weigh batching / Mixer ) using 20mm size (SS5) hard blasted Trap crushed graded metal (Coarse aggregate) from approved quarry, using a minimum quantity of 350 kgs. of cement per 1 cum of concreteincluding cost and conveyance of all materials like cement, fine aggregate (Sand), coarse aggregate, water etc., to site and cost of all materials including Casurina Bellies, Bamboos, Wooden Reapers, Runners, Wood Posts, Steel Centering Plates etccomplete but excluding cost of steel and it’s fabrication charges but excluding seigniorage charges for finished item of work (APSS No. 402 & 403)
| a) | Roof beams @ 3.66mts level
|  | Ground Floor | 1.1 | CUM | 1 | ONE | CUM | 9061.6 | 9968
| b) | Roof Slabs
| i) | Slabs 125 mm thick upto an un-supported height of 3.66m
|  | Ground Floor | 46 | SQM | 1 | ONE | SQM | 1096.35 | 50432
8 |  | Reinforced Cement Concrete M 20 Design Mix ( by weigh batching ) using 20mm size (SS5) hard blasted Trap machine crushed graded metal (Coarse aggregate) from approved quarry, using a minimum quantity of 350 kgs. of cement per 1 cum of concrete including cost and conveyance of all materials like cement, fine aggregate (Sand), coarse aggregate, water etc., to site and cost of all materials including centering using Cashewrina Ballies and Wooden runners & staging including all bracings, cross members etc., shuttering , machine mixing, laying concrete, lift charges, curing etc., complete but excluding cost of steel and it’s fabrication charges but excluding seigniorage charges for finished item of work (APSS No. 402 & 403)
| a) | Lintels
|  | Ground Floor | 0.6 | CUM | 1 | ONE | CUM | 10104.35 | 6063
9 |  | Reinforced cement concrete with M 20 grade Design mix ( by weigh batching ) using 20mm size (SS 5) machine crushed hard blasted Trap graded metal (coarse aggregate) from approved quarry using a minimum quantity of 350 Kg of cement per 1 Cum of concrete including cost and conveyance of all materials like cement, fine aggregate (sand) ,coarse aggregate, water etc. to site and cost of all materials including centering using Cashewrina Ballies and Wooden runners & staging including all bracings, cross members etc., shuttering, machine mixing, laying concrete, for sunshade of 7.5cm thick at fixed end and 5cm thick at free end with an average thickness of 6.25cm including labour charges for mixing, laying, curing etc., complete but excluding cost of steel and its fabrication charges but excluding seigniorage charges for finished item of work
| i | for platforms of 50 mm thick
|  | Ground Floor | 6 | SQM | 1 | ONE | SQM | 646.7 | 3880
| ii | for shelves of 25 mm thick
|  | Ground Floor | 4 | SQM | 1 | ONE | SQM | 499.85 | 1999
10 |  | Brick Masonry in superstructure with CM (1:8) prop: using Fly ASH Bricks of size 290x225x140mm with compressive of 50 Kgs / Sqcm from approved source including cost and conveyance of all materials like cement, sand, fly ash bricks, water etc., to site, including sales & other taxes on all materials, all operational, incidental and labour charges such as mixing cement mortar, constructing masonry, scaffolding charges, lift charges, curing, etc., complete but excluding seigniorage charges for finished item of work. (APSS No. 501 & 504).
|  | Ground Floor | 13 | CUM | 1 | ONE | CUM | 5411.75 | 70353
11 |  | Reinforced Fly Ash Brick Masonry 10cm thick for partition walls in CM (1:4) prop: Fly Bricks of size 290x100x140mm with compressive of 50 Kgs / Sqcm from approved source and placing 2nos. of 6mm dia MS bars embedded in every 3rd layer with free ends of reinforcement keyed into mortar joints of the main brick work whereever applicable including cost and conveyance of all materials like cement, sand, bricks, water etc., to site, sales & other taxes on all materials, all operational, incidental and labour charges such as mixing cement mortar, constructing masonry, scaffolding charges, lift charges, curing, etc., but excluding cost and conveyance of steel and its fabrication charges & seignerage charges complete for finished item of work. (APSS No. 501 & 509).
|  | Ground Floor | 24 | SQM | 1 | ONE | SQM | 627.45 | 15059
12 |  | Plain Cement Concrete corresponding to M10 grade as per IS 456 equivalent to (1:3:6) proportion nominal mix (cement: fine aggregate: Coarse aggregate) using , 20mm size Hard Blasted Trap (IS383, 1970) Machine Crushed graded metal from from approved quarry including cost and conveyance of all materials like cement, sand, coarse aggregate, water etc. to site, including sales & other taxes on all materials, all operational, incidental and labour charges such as mixing, laying, curing concrete, etc., complete but excluding seigniorage charges for finished item of work for Bed Blocks and Hold Fasts (APSS No. 402)
|  | Ground Floor | 0.4 | CUM | 1 | ONE | CUM | 4940.9 | 1976
13 |  | Plain Cement Concrete corresponding to M5 grade as per IS 456 equivalent to (1:5:10) proportion nominal mix (cement: fine aggregate: Coarse aggregate) using , 20mm size Hard Blasted Granite (IS383, 1970) Machine Crushed graded metal from approved quarry including cost and conveyance of all materials like cement, sand, coarse aggregate, water etc. to site, including , sales & other taxes on all materials, all operational, incidental, and labour charges such as mixing, laying concrete, finishing top surface, curing concrete, etc., complete but excluding seigniorage charges for finished item of work for Dummy Columns. (APSS No. 402)
|  | Terrace Floor : | 0.1449 | CUM | 1 | ONE | CUM | 6070.9 | 880
14 |  | Providing High Yield Strength Deformed (HYSD) steel bars (Fe 500 grade as per IS 1786-1985) of 8mm to 40mm diameters, (TATA, SAIL, VSP,JSW & Shyam Steel) cutting, bending, to required sizes and shapes placing in position with cover blocks of approved size and binding wire of 20SWG, forming grills for reinforcement work as per approved designs and drawings including cost and conveyance of bars from approved sources to site of work, including cost and conveyance of binding wire, cover blocks, chairs, overlaps, spacers, dowels, wastage etc., and all operational, incidental, and labour charges such as cutting, bending, placing in position, tying etc., and sales & other taxes,on cost of all materials complete for finished item of work (APSS No.126)
|  | Ground Floor | 1.6 | MT | 1 | ONE | MT | 98665 | 157864
15 |  | Providing Mild Steel Bars (Fe 250 grade as per IS 432) of 6mm diameter, cutting, bending, to required sizes and shapes placing in position with cover blocks of approved size and binding wire of 20SWG, forming grills for reinforcement work as per approved designs and drawings including cost and conveyance of bars from approved sources to site of work, including cost and conveyance of binding wire, cover blocks, chairs, overlaps, spacers, dowels, wastage etc., and all operational, incidental, and labour charges such as cutting, bending, placing in position, tying etc., and sales & other taxes,on cost of all materials complete for finished item of work (APSS No.126) in all floors.
|  | Ground Floor | 0.2 | MT | 1 | ONE | MT | 91281 | 18256
16 |  | Ornamental Plastering 12mm thick in two coats with base coat of 8mm thick in CM (1:5) and top coat of 4mm thick in CM (1:3) dubara sponge finish including cost and conveyance of all materials like cement, sand, water etc., to site, sales & other taxes on all materials,all operational, incidental and labour charges such as mixing mortar, scaffolding charges, lift charges, including cutting of Grooves wherever necessary as directed by Engineer - in - charge, finishing, curing, etc., complete for Even Surfaces of Wall but excluding seigniorage charges for finished item of work. (APSS 901,903 & 904)
|  | Ground Floor | 24 | SQM | 1 | ONE | SQM | 368.0019 | 8832
17 |  | Plastering 12mm thick in two coats with base coat of 8mm thick in CM (1:6) and top coat of 4mm thick in CM (1:4) dubara sponge finish including cost and conveyance of all materials like cement, sand, water etc., to site, sales & other taxes on all materials,all operational, incidental and labour charges such as mixing mortar, scaffolding charges, lift charges, including cutting of Grooves wherever necessary as directed by Engineer - in - charge, finishing, curing, etc., complete but excluding seigniorage charges for Even Surfaces of Wall for finished item of work. (APSS 901,903 & 904)
| i | internal walls
|  | Ground Floor | 77 | SQM | 1 | ONE | SQM | 351.85 | 27092
18 |  | Plastering 12mm thick in two coats with base coat of 8mm thick in CM (1:6) and top coat of 4mm thick in CM (1:4) dubara sponge finish including cost and conveyance of all materials like cement, sand, water etc., to site, sales & other taxes on all materials,all operational, incidental and labour charges such as mixing mortar, scaffolding charges, lift charges, including cutting of Grooves wherever necessary as directed by Engineer - in - charge, finishing, curing, etc., complete but excluding seigniorage charges for Even Surfaces of Wall for finished item of work. (APSS 901,903 & 904)
| i | external walls
|  | Ground Floor | 85 | SQM | 1 | ONE | SQM | 351.85 | 29907
19 |  | Providing impervious coat with required slopes in CM (1:3) prop. 20mm thick (average) mixed with water proofing compound manufactured by reputed manufacturers as approved by Engineer-in-charge at 1Kg/bag of cement, laid over roof slab when it is green, finished smooth with a floating coat of neat cement and thread lining at regular intervals of 45cmx45cm including cost and conveyance of all materials like cement, sand, water proofing compound, water etc., to site, sales & other taxes on all materials, all operational, incidental and labour charges such as mixing mortar, laying, rounding off at junctions of wall and slab, rendering smooth with thread lining, curing, lift charges, etc., complete but excluding seigniorage charges for finished item of work (APSS No. 901 & 903).
|  | Terrace Floor | 46 | SQM | 1 | ONE | SQM | 427.05 | 19644
20 |  | Flooring with Ceramic Tiles of 7.3mm thick 1st. quality of Non-skid red or white full body Ceramic floor tiles of size not less than 300 x 300 mm and thickness between 7-8 size as approved by Engineer - in - charge set over a base coat of CM (1:8), 12mm thick laid over flooring bed / V.R.C.C. slab, with neat cement slurry of honey like consistency spread at the rate of 3.3 Kgs of cement per Sq.m and jointed with neat white cement paste to full depth mixed with pigment of matching shade including cost and conveyance of all materials like cement, sand, water, ceramic tiles etc. to site, sales and other taxes on all materials, all operational, incidental and labour charges such as mixing of cement mortar, laying, curing, lift charges etc., complete but excluding seigniorage charges for finished item of work.(APSS No.701 & 707)
|  | Ground Floor | 3 | SQM | 1 | ONE | SQM | 717.85 | 2154
21 |  | Flooring with Nano polished vitrified floor tiles of 1st quality and make as approved by Engineer-in-charge of size not less than 600 mm x 600 mm , 8mm thickness regular finish and normal colours with borders and design as per the approved flooring pattern as directed by the Engineer-In -Charge, laying tiles using spacers of 2mm thick, set over a base coat of CM (1:8) prop. 12mm thick using screened sand over CC bed already laid or RCC roof slab , including neat cement slurry of honey like consistancy spread @ 3.3 kgs per Sqm. and jointed neately with white cement paste to full depth mixed with pigment of matching shade including cost and conveyance of all materials like cement, sand, water, tiles, white cement etc., to site (excluding cost of C.C. bed) including cost of base coat and all labour charges for mixing of cement mortar, laying tiles to required slope as directed by the Engineer- in-charge etc.,and overheads & contractors profit complete for finished item of work. (APSS No.701 & 707)
|  | Ground Floor | 21 | SQM | 1 | ONE | SQM | 852 | 17892
22 |  | Flooringwith 16 to 18mm thick high polished granite stone slabs of black colour approved by the engineer-incharge laid over RCC slab or bed alredy laid and set over base coat of CM (1:8) 20mm thick including neat cement , slurry of honey like consistency spread at the rate of 3.30kg per sqm and joined with neat white cement paste mixed with pisment of matching shade to ful allmaterials to work site depth including cost and conveyence of and all materials to work site and operational , incidentallabour and lift charges and seignorage charges etc., complete for finshed item of work for platform in kitchen/diniing (SS 701 & special)
|  | Ground Floor | 4 | SQM | 1
|  |  | 4 | SQM | 1 | ONE | SQM | 3237.3 | 12949
23 |  | Half Rounding the edges of granite slab including polishing all labour charges, hire charegs of tools and plants All incidental charges etc., complete for finished item of work as directed by the engineer incharge | 6 | RM | 1 | ONE | RM | 387 | 2322
24 |  | Supplying and fixing of Polished Shabad/Tandur blue Slabas 15 to 18 mm thick (0.457M x 0.457M) in Single piece with the edges flat nosed and set over a base coat of CM (1:8), 12mm thick, and fixing in position with neat cement paste including cost and conveyance of all materials like cement, sand, water, stones etc. to site, seigniorage charges, sales and other taxes on all materials, all operational, incidental and labour charges such as dressing of stones to the required sizes, mixing of cement mortar, fixing in position, curing, lift charges etc., complete for finished item of work for Treads (APSS No.701 & 707)
| a | Treads
|  | Ground Floor | 3 | SQM | 1 | ONE | SQM | 536.0065 | 1608
| b | Risers
|  | Ground Floor | 2 | SQM | 1 | ONE | SQM | 614.4278 | 1229
25 |  | Dadooing to walls with any color glazed tiles 1st. quality of any size of brand as approved by Engineer - in - charge and set over a base coat of CM (1:5), 12mm thick and neat cement paste at the rate of 3.3 Kg/Sqmt. and jointed with white cement paste mixed with pigment of matching shade including cost and conveyance of all materials like cement, sand, water, tiles, etc. to site, sales and other taxes on all materials, C921 such as mixing of cement mortar, laying in position, curing, lift charges etc., complete but excluding seigniorage charges for finished item of work (APSS No.701 & 707) in All Floors
|  | Ground Floor | 13 | SQM | 1 | ONE | SQM | 467.5 | 6078
26 |  | Providing skirting to internal walls to 10 cm height with Nano polished vitrified tiles 8mm thick , regular finish and normal colour, length equal to flooring tiles, set over base coat of CM(1:5) 12 mm thick using screened sand with cement slurry of honey like consistency spread at the rate of 3.30 kgs per sqm and jointing with white cement paste mixed with pigment of matching shade to full depth, including cost of all materials like tiles, cement, sand and water etc.,and overheads & contractors profit complete for finished item of work.(APSS No.701 &707)
|  | Ground Floor | 4 | SQM | 1 | ONE | SQM | 862.5425 | 3450
27 |  | Supply and Fixing of Door with Single leaf shutter, Door Size 1.00x2.13 mtrs with Medium teak Wood Frame of sections size 75mm x 100mm with Flush Door Shutter Solid Bond Wood black board type with commercial ply on both faces of 35mm thick including cost of fixtures such as MS Powder coated Tower Bolts 250mm long 1 Nos, MS Powder coated Handels 150mm long 1 No, 300mm long MS Powder coated Aldrops 1No, 125mm long MS Powder coated butt hinges 3 Nos, 250 mm long MS Powder coated Flat latch 1No, Door stoppers 1 Nos, MS Hold fasts 6Nos Sales and Other Taxes cost and convenyance of all materials to site all Labour charges such as Fixing of Door Frame on shutter Fixing in position , with Hardware fixtures etc., complte for finsihed item of work.
|  | Ground Floor | 2 | No
|  |  | 2 | No | 1 | ONE | No | 8795 | 17590
28 |  | Providing and fixing factory made polyvinyl chloride (PVC) Door Frame of the size 50 x 47mm with a wall thickness of 5mm, made out of extruded 5mm rigid PVC foam sheet, mitre cut at two corners and joined with 2nos. of 150mm long brackets of 15x15mm M.S. square tube. The two vertical door profiles are to be reinforced with 19x19mm M.S. Square tube of 19 gauge. The door frame shall be fixed to the wall using 65/100mm long M.S. Screws through the frame by using PVC fasteners. A minimum of 4nos. of screws to be provided for each vertical member & minimum 2nos. for horizontal member etc. complete as per manufacturers specification and direction of Engineer-in-Charge for finished item of work
|  | Ground Floor | 9.9 | RM | 1 | ONE | RM | 315 | 3119
28 |  | Providing and fixing 30mm thick Solid panel PVC door shutter consisting of frame made out of M.S. tubes of 19 gauge thickness and size of 19mm x 19mm for stiles, & 15mm x 15mm for top & bottom rails. M.S. frame shall have a coat of steel primers of approved make and manufacture. M.S. frame shall be covered with 5mm thick heat moulded PVC ‘C’ channel of size 30 x 50mm forming stiles, and 5mm thick, 75mm wide PVC sheets for top rail, lock rail & bottom rail on either side, and 10mm (5mm x 2) thick, 20mm wide cross PVC sheet as gap insert for top rail & bottom rail. Panelling of 10mm thick PVC sheet to be fitted in the M.S. frame welded / sealed to the stiles & rails with 30mm wide x 5mm thick PVC sheet beading on either side, and joined together with solvent cement adhesive etc. An additional 5mm thick PVC strip of 20mm width is to be stuck on the interior side of the ‘C’ Channel using PVC solvent adhesive. Complete as per direction of Engineer-in-charge, manufacturer’s specification & drawing for finished item of work .
|  | Ground Floor | 3.15 | Sqm | 1 | ONE | Sqm | 2292 | 7220
29 |  | Providing & Fixing of Open able Windows with Flymesh made of pre-painted steel as per IS 513 of 0.58 mm thick galvanized as per IS 277 finish painted with a polyester paint and the section for outer frame of 72 x 55mm, centre mullion of 72 x 50mm, section for fixed glass beading section of 12 x 12 mm and section for shutters of 48 x 25 mm and outer frame & mullion sections with rebate for glazed shutters, fly mesh and a 20 mm provision for guard bars/grills and fly mesh shutter section of 20 x 40 mm, stay, handles, latch 2 Nos of heavy duty stainless steel pivot hinges per shutter and panelled with 0.5 mm thick Galvalume corrugated sheet and S.S. Mesh for fly mesh shutter (304 grade), fitted using rubber gaskets including fixing the windows in the concrete/masonry wall by means of self expanding screws, including 10mm Square guard bars with 6” (152.4mm) pitch , complete for Double shutter Window with vertical mullion of sizes 3’0” x 4’0” ( 914.4mm x 1219.2mm) and 4’0” x 4’0”(1219.2mm x 1219.2mm)
|  | Ground Floor | 1.56 | SQM | 1 | ONE | SQM | 8426 | 13145
30 |  | Providing and fixing of louvered Ventilators made of pre-painted steel as per IS 513 of 0.80 mm thick galvanized as per IS 277 with a polyester paint with and fitted with 4 mm thick plain float glass including fixing the frames in concrete/masonry wall by means of self expanding screws, etc., complete for finished item of work for (i) Single fixed Louvers Ventilator size of 2’ 0” x 2’ 0” (609.6 x 609.6mm) outer frame box section size of 80 x 45mm and (ii) Double fixed Louvers ventilator Size of 4’ 0” x 2’ 0” (1219.2mm x 609.6mm) outer frame box section size of 80 x 45mm, vertical mullion section size of 80 x 60 mm and (iii) Double fixed Louvers Ventilator size of 4’0” x 3’0” (1219.2mm x 914.4mm) outer frame box section size of 80 x 45mm , Vertical mullion section size of 80 x 60 mm
|  | Ground Floor | 0.3 | SQM | 1 | ONE | SQM | 4246 | 1274
31 |  | Supplying and fixing of curtain Glazing made of pre painted steel as per IS 513 of 0.58 mm thick D quality, galvanized as per IS 277 Primer coated with epoxy, finish painted with a polyester paint using the section for outer frame of 46 x 52 mm, section for mullion of 46 x 70 mm and section for beading of 18 x 25 mm and the glazing with 5 mm thick plain float glass fitted with EPDM gaskets including handle made of high grade Aluminium powder coated and nylon receiver, corner brackets made of CRCA with zinc phosphating, mullion caps made of Glass filled nylon including fixing the frames in the concrete / masonry wall with self expanding screws, etc.,complete for finished item in all floors
Fixed Glazing 2'-0 x 2'-0 (609.6x609.6mm) and Fixed Glazing 2'-0 x 3'-0 (609.6x914.4mm)
|  | Ground Floor | 6.5 | SQM | 1 | ONE | SQM | 6108 | 39702
32 |  | Reinforced cement mortar Facia 5 cm thick in CM (1:3) for drop walls, Fins & staircase railing with rabbit wire mesh & nominal reinforcement as directed by Engineer-in-charge with dubara spong finishing including cost & conveyence of all materials to site, including sales and other taxes on all materials and all operational, incidental charges such as labour charges, like mixing cement mortar, scaffolding charges, lift charges, curing, for making 50 mm thick RCM Paradah walls (RCM Drop walls) including tying Rabbit (chicken) wire mesh to the existing mild steel / HYSD Steel reinforcement applying mortar lumps, finishing, plastering to both faces, sponge finishing etc complete for finished item of work but excluding cost of steel and its fabrication charges and seigniorage charges in All Floors
|  | Ground Floor | 48 | SQM | 1 | ONE | SQM | 1354.1 | 64997
33 |  | Painting to New walls with two coats of Acrylic Emulsion paint of superior quality of approved brand and shade over base coat of cement primer interior grade -I making three coats in all to give an even shade after thoroughly brushing the surface to remove all loose powdered materials, including cost and conveyance of all materials, including cost and conveyance of all materials, cost of brushes, water to site, etc., sales & other taxes, all operational, incidental and labour charges such as scaffolding charges, lift charges, curing etc., complete for finished item of work in all floors for internal Walls.(APSS No. 912) in All Floors
|  | Ground Floor | 101 | SQM | 1 | ONE | SQM | 136.35 | 13771
34 |  | Painting to New walls with two coats of Acrylic Emulsion paint of superior quality of approved brand and shade over base coat of cement primer exterior grade -II making three coats in all to give an even shade after thoroughly brushing the surface to remove all loose powdered materials, including cost and conveyance of all materials, including cost and conveyance of all materials, cost of brushes, water to site, etc., sales & other taxes, all operational, incidental and labour charges such as scaffolding charges, lift charges, curing etc., complete for finished item of work in all floors for external Walls.(APSS No. 912) in All Floors
|  | Ground Floor | 85 | SQM | 1 | ONE | SQM | 187.55 | 15942
35 |  | Painting to New wood work with two coats of ready mixed synthetic enamel paint Grade I all shades to give an even shade over base coat Primer with Luppam finishing after thoroughly brushing the surface to remove all remains including cost and conveyance of all materials to site, sales & other taxes, all operational, incidental and labour charges etc., complete for finished item of work.(3 coats) (APSS No. 1201 & 1212).in All Floors
|  |  | 10 | SQM | 1 | ONE | SQM | 161.65 | 1617
|  | Sub Total ::(Civil Works) | [6 empty] | 757260
46
495.144
|  | Civil/Sft | [6 empty] | 1529.3733
|  | Total Steel | in Kgs | [5 empty] | 1800
|  | Steel/Sft | [6 empty] | 3.6353

## ABS-WS-SEC (hidden)
ABSTRACT ESTIMATE FOR WATER SUPPLY & SANITARY ARRANGEMENTS FOR SECURITY BUILDING
S.No |  | Description of Work | Quantity | Units | Rate | Amount (Rs.)
1 |  | Supplying and laying, filling, jointing and testing SWG SP-1 pipes of ISI make confirming to IS 1651 & 4127 1st quality with air tight Cement joints in CM (1.5:1)prop. including excavation of trenches and socket pits in any soil (except rock requiring blasting) and refilling with watering and tamping including cost and conveyance of all materials to site and all labour charges for finished item of work (APSS NO 1301 & 1318)
| a | 101.60mm dia upto 914.40mm (3') depth | 3 | Rmt | 475 | 1425
| b | 152.40mm dia SWG pipe upto 5' depth | 5 | Rmt | 722 | 3610
2 |  | Supplying and fixing 150.00mmx100.00mm SWG gully trap 1st class confirming to ISI 651 & 4127 with CI grating and constructing single brick masonry wall chamber of size 20" x 14" x 12” in CM (1:6) prop. Over a CC (1:5:10)prop. bed, and fitted with 304.8 mm x 225.6 mm(12" x 9") CI frame and hinged cover and plastering 12mm thk. in CM (1:4) prop. both inside and outside surfaces and including cost and conveyance of all materials to site, labour charges etc., complete for finished item of work. | 1 | NO | 693 | 693
3 |  | Constructing 457.2mm x 457.2mm (1'-6" x 1'-6") brick in CM (1:6) prop. Masonry inspection chamber upto 914.4mm (3'-0") and fitted with light weight 457.2mm x 457.2mm (1'-6" x 1"-6") frame and cover of 20kg., including cost and convenyance of all materials to site, all labour charges, sales and otehr taxes on all materials etc., complete for finished item of work | 1 | NO | 4273 | 4273
4 |  | Constructing 904.0 mm (3’0”) dia brick masonry inspection chamber as per IS - 4111: Part-1:1986 with cement mortar (1:6) prop using 2nd Class Clay Bricks of 225 mm thick from approved source having a minimum crushing strength of 5 N/sq.mm including plastering with cement mortar 1:3 prop; ½” thick both inside and outside fitted with 20” dia RCC manhole covers and frames including excavating pits up to a depth of 904 mm (3'-0") in all sorts of soils (exculding rock) and laying cement conrete (1:4:8) 150 mm thick using 40 mm HBG Metal and P.C.C. 1:2:4 benching and channel 100 mm thick as per Standard specification and including cost and conveyance of all materials like cement, sand, bricks, water etc., to site, cost of seigniorage charges on all materials and all incidental and operational, labour charges like mixing cement mortar, constructing masonry, lift charges, curing etc., complete for finished item of work as per Standard specification. | 1 | NO | 7835 | 7835
5 |  | Supplying and fixing UPVC/SWR Nahani traps 4" or 101.6mm dia 1st quality ISI marked conforming to IS:1729-1979 with 4" dia SS Grating fixing with white cement as per site requirements with standard practice for all floors including cost and conveyance of all materials to site, labour charges etc., complete for finished item of work. | 2 | NO | 188 | 376
6 |  | Supplying and fixing approved make wash down European Water Closet of 1st quality conforming to IS:2556-Part-2-2004 of white glazed with 'S' trap,supplying and fixing best Indian make plastic seat and lid for European water closets with rubber or plastic Buffers as per IS 2548-1996 and 10 litres capacity single flush PVC low level cistern with internal components and fixed using required size of nails and screws, 15 mm brass angle stop valve of quarter turn spindle type of not less than 400 grams weight with internal threaded conforming to IS 8931, 15mm PVC connections with brass union nuts CP coated including cost and conveyance of all materials to site, overheads & contractors profit etc., complete for finished item of work for all floors. | 1 | NO | 4598 | 4598
7 |  | Supplying and fixing Indian make Flat Back Wash Hand Basin (HSW/Parryware/ Neycer) 1st quality conforming to IS:2556-Part-4:1972 of size 550mm x 400mm with waste fittings like rubber plug, chain, 32 mm nominal size C.P. Fitting with parallel pipe thread conforming to IS:2963-1979 and fitted with 15 mm nominal bore Chromium Plated Pillar Tap of 1st quality Indian make 400 grams Seiko/ Esso or equivalent complete with standard CI brackets including wooden block ,1 No.12.70mm PVC connection with brass union nuts CP coated , 1 No.12.70mm NP bib tap 300 gms Seiko or equivalent including cost and conveyance of all materials to site, labour charges etc. complete for finished item of work | 1 | NO | 3158 | 3158
8 |  | Supplying and fixing CP finish brass soap dish type complete including cost and conveyance of all materials, labour charges for fixing etc., complete for finished item of work in all floors | 1 | NO | 577 | 577
9 |  | Supplying and fixing TV shape mirror with plastic frame of size 609.6mm x 457.2mm , plywood back with NP screws 1st quality including cost and conveyance of all materials, labour charges etc., complete for finished item of work in all floors. | 1 | NO | 522 | 522
10 |  | Supplying and fixing of 25.4mm dia , 609.6mm long aluminium anodized towel rods with brackets and aluminium screws including cost and conveyance of all materials, labour charges etc., complete for finished item of work. | 1 | NO | 168 | 168
11 |  | Supplying and fixing of 15 mm brass body CP finish bib tap of not less than 300 grams weight screw type (full turn) with internal /external threaded conenction conforming to IS 8931 including cost and conveyance of all materials, labour charges etc., complete for finished item of work in all floors.
|  | 300 grams | 2 | NO | 250 | 500
12 |  | Supply and fixing of Ashirvad/Ajay/Astral Flowgaurd or equivalent CPVC pipes and fittings to meet the requirement of ASTM-D 2846 and are produced in CTS( copper tube sizes 1/4" to 2" ) ashirwad flowgaurd SDR11 and SDR 13.5 pipes are made from identical CPVC components having the same physical properties for Hot and cold Water confirming to (IS 15778-2007)
| a) | 15.9 mm OD Pipe SDR 13.5 | 3 | Rmt | 143 | 429
| b) | 22.2 mm OD Pipe SDR 13.5 | 5 | Rmt | 164 | 820
| c) | 28.6 mm OD Pipe SDR 13.5 | 9 | Rmt | 217 | 1953
13 |  | Supplying and fixing PPR ball valve of 32 mm dia confirming to DIN standards 8077/8092 , Indian make heavy type including cost and conveyance of all materials , labour charges etc. complete for finished item of work.
|  |  | 1 | NO | 257 | 257
14 |  | Supplying and fixing of SWR/ PVC pipes (as per ISI standards) 4 Kg/Sq.cm. Prince/sudhakar or any ISI brand and fixing all special such as plain bends, off sets, door bends, single junctions, double junctions as per site requirement, fixing with PVC clamps if necessary with required number of Bombay nails including cost and conveyance of all materials to site, labour charges etc.complete for finished item of work at all floor levels. (APSS No. 1302 1319 & 1326)
| a) | 75mmdia | 4 | Rmt | 92.7 | 371
| b) | 110mmdia | 4 | Rmt | 175.7 | 703
15 |  | Providing and placing on terrace (at all floor levels) polyetheylene water storage tank with double layer approved brand and manufacture with cover and suitable locking arrangement and making necessary holes for inlet and outlets and over flow pipes but without fittings and base support for tanks including cost and conveyance of all materials and labour charges for placing and fixing in position as directed by Engineer-in-Charge. | 500 | Lit | 8 | 4000
16 |  | Construction of brick masonry support for GI pipe of size 304.80mm x 228.60mm x 228.60 mm in CM (1:8) prop including plastering and finishing with 12mm thick in CM (1:5) including cost and conveyance of all materials and all labour charges etc. complete | 2 | NO | 86 | 172
|  | Sub Total (WS): |  |  |  | 36440

## ABS-ELE-SEC (hidden)
Sub work: Providing Internal Electrical Installation
S. NO. | Description of Work | Quantity | Unit | Rate (Rs.) | Amount (Rs.)
in fig.
CONDUIT PIPE
1 | Supply and Fixing of ISI 25mm outer dia heavygrade, FRLS with IS:9537 part 3 regid PVC pipe. concealed in Roof Slabs with all required accessories including masonary work and labour charges etc., complete. Makes : Sudhakar / Goldmedal / Modi / AKG / VIP / MillionPlast / Precision | 80 | mts | #REF! | #REF!
2 | Supply and Fixing of ISI 25mm outer dia mediumgrade, FRLS with IS:9537 part 3 regid PVC pipe. concealed in wall with all required accessories including masonary work for light, fan and separate plug point with 8 or 9 Module Hot dip galvanized Metal Box including all labour charges etc., complete. Makes : Sudhakar / Goldmedal / Modi / AKG / VIP / MillionPlast / Precision | 60 | mts | #REF! | #REF!
3 | Supply and fixing of concealed box PVC/MS with hook for fan Supply and fixing PVC / MS galvanished Fan hook box with hook including all Labour charges etc., complete. | 2 | Pts | #REF! | #REF!
WIRING
4 | Wiring with 2 runs of 14/0.3mm (1.0 Sq.mm) Fire Retardant Low Smoke (FRLS) / HFFR P.V.C. insulated 1100 V Grade as per IS: 694 / 1990 specification for flexible copper cable (ISI MARK) in existing pipe with 6A 1 way modular switch, Ceiling rose including all labour charges etc., complete for light, bell, fan and exhaust fan points in Residential Buildings Makes of Wires : Finolex / RR kabel / Havells / APAR EBXL / KEI /L&T / V-Guard Makes of Switches : Legrand Myrius / Cabtree Verona / Million / Logus/ Gold Medal Curve / Anchor Roma viola / CPL / GreatWhite / Vimal / GM Four-Five / HPL / L&T / Salzar / Stanjo | 16 | Pts | #REF! | #REF!
5 | Wiring with 2 runs of 14/0.3mm (1.0 Sq.mm) Fire Retardant Low Smoke (FRLS) P.V.C. insulated flexible copper cable (ISI MARK) in existing pipe with 6A 2 Way MODULAR switch, Ceiling rose and modular cover frame to switch control box including all labour charges etc., complete for Stair case and 2 way light / fan points in Non-Residential Buildings Makes of Wires : Finolex / RR kabel Makes of Switches : GM G Home /Anchor Penta Cherry / Gold Madel Olive / Million Zoom / Great White | 2 | Pts | #REF! | #REF!
Sockets & Switches
6 | Supply and fixing of 6A 3/2 pin Modular wall plug socket with shutter and 6A 1 way modular switch control on a common switch board with earth continuity including wire leads, earth connections along with all labour charges etc., complete. Makes of Switches : Legrand myreus/Crabtree verona / Gold Madel curve / Million / LogusAnchor Roma viola / Great White /CPL/Vimal/ GM four-five/HPL/L&T/Salzar / Stanjo | 2 | Pts | #REF! | #REF!
7 | Wiring with 3 of 14/0.3mm ( 1.50 Sq.mm) FRLS / HFFR P.V.C. insulated flexible copper cable (ISI MARK) in existing pipe with 6A switch and 6A, 3/2 pin socket Modular type with 6A switch control and MS boxes with cover plate and GI switch box fixing on separate board including all labour charges etc., complete. Makes of Wires : Finolex / RR kabel / Havells / APAR EBXL / KEI /L&T / V-Guard Makes of Switches : Legrand Myrius / Cabtree Verona / Million / Logus/ Gold Medal Curve / Anchor Roma viola / CPL / GreatWhite / Vimal / GM Four-Five / HPL / L&T / Salzar / Stanjo | 2 | Pts | #REF! | #REF!
8 | Supply and fixing of 3 Nos 6A ISI mark Modular type switch with 3Nos 6A 3/2 pin wall plug socket on suitable size Modular deep box with cover frame GI switch box fixing on separate board including all labour charges etc., complete. Makes of Wires : Finolex / RR kabel / Havells / APAR EBXL / KEI /L&T / V-Guard Makes of Switches : Legrand Myrius / Cabtree Verona / Million / Logus/ Gold Medal Curve / Anchor Roma viola / CPL / GreatWhite / Vimal / GM Four-Five / HPL / L&T / Salzar / Stanjo | 0 | Pts | #REF! | #REF!
9 | Supply and Fixing of 16A/6A 3pin plug socket with shutter and 16A modular switch control duly recessed in wall with Galvanised hot deep box of with common switch board including earth connections and all labour charges etc., complete. Makes of Switches : Legrand myreus/Crabtree verona / Gold Madel curve / Million / LogusAnchor Roma viola / Great White /CPL/Vimal/ GM four-five/HPL/L&T | 1 | Pts | #REF! | #REF!
Run of Mains
10 | Supply and run of 1 of 22/0.3 mm ( 1.5 sq.mm) FRLS / HFFR PVC insulated 1100 V grade as per IS: 694 / 1990 specifications for flexible copper cable for existing pipe for earth continuity including all labour charges etc., complete. Makes of Wires : Finolex / RR kabel / Havells / APAR EBXL / KEI /L&T / V-Guard. | 0 | Mts | #REF! | #REF!
11 | Supply and run of 3 of 2.5 Sq mm PVC F.R L.S. / HFFR P.V.C. insulated flexible copper cable 1100 V grade as per IS: 694 / 1990 specifications and 1 run of 1.00 Sq mm F.R L.S. / HFFR P.V.C. insulated flexible copper cable 1100 V grade as per IS: 694 / 1990 specifications in the existing conduit pipe for run of mains from main panel board to TPN DB'S with pin type lugs and connection. Makes of Wires : Finolex / RR kabel / Havells / APAR EBXL / KEI /L&T / V-Guard. | 80 | Mts | #REF! | #REF!
12 | Supply and run of 3 of 4 Sq mm PVC F.R L.S. / HFFR P.V.C. insulated flexible copper cable 1100 V grade as per IS: 694 / 1990 specifications and 1 run of 2.5 Sq mm F.R L.S. / HFFR P.V.C. insulated flexible copper cable 1100 V grade as per IS: 694 / 1990 specifications in the existing conduit pipe for run of mains from main panel board to TPN DB'S with pin type lugs and connection. Makes of Wires : Finolex / RR kabel / Havells / APAR EBXL / KEI /L&T / V-Guard. | 0 | Mts | #REF! | #REF!
13 | Supply and run of 3 of 6 Sq mm PVC F.R L.S. / HFFR P.V.C. insulated flexible copper cable 1100 V grade as per IS: 694 / 1990 specifications and 1 run of 2.5 Sq mm F.R L.S. / HFFR P.V.C. insulated flexible copper cable 1100 V grade as per IS: 694 / 1990 specifications in the existing conduit pipe for run of mains from main panel board to TPN DB'S with pin type lugs and connection. Makes of Wires : Finolex / RR kabel / Havells / APAR EBXL / KEI /L&T / V-Guard. | 0 | Mts | #REF! | #REF!
14 | Supply and run of 5 of 10 Sq mm F.R L.S. / HFFR P.V.C. insulated flexible copper cable 1100 V grade as per IS: 694 / 1990 specifications and 1 run of 6 Sq mm F.R L.S. / HFFR P.V.C. insulated flexible copper cable 1100 V grade as per IS: 694 / 1990 specifications in the existing conduit pipe for run of mains from main panel board to TPN DB'S with pin type lugs and connections Makes of Wires : Finolex / RR kabel / Havells / APAR EBXL / KEI /L&T / V-Guard. | 0 | Mts | #REF! | #REF!
Distribution Board
14 | Supply and fixing Distribution board with 20A single phase plug and Socket, in sheet steel enclosure with 10/16/20A SP MCB including internal connection and labour charges for flush mounting etc., complete Makes : Legrand / Schneider / Siemens / L&T Makes of MCB: Legrand-DX3 / Schneider-Acti9 / Siemens / L&T Exora. | #REF! | Nos | #REF! | #REF!
1 | Supply and fixing 8 Way SPN Distribution board with IP-43 protection (Metal Door) suitable for 1 No. 40 A single phase ELCB / RCCB/DP Isolator as incomer and 8 Nos. 6-32 A 10kA SP MCBs as outing going including internal connection and labour charges for surface / flush mounting etc., complete Makes : Legrand / Schneider / Siemens / L&T | 1 | Nos | #REF! | #REF!
15 | Supply and fixing 4 WAY TPN Distribution board with IP-43 protection (Metal Door) as per IS 13032 and suitable for 1 No. 3 phase 40A FP Isolator as incomer and 12 Nos 10kA 10-32 A SP MCBs as outing goings including internal connection and labour charges for flush mounting etc., complete. Make: Legrand / Schneider/Seimens/L&T | 0 | Nos | #REF! | #REF!
16 | Supply and fixing 4 WAY TPN Distribution board with IP-43 protection (Metal Door) as per IS 13032 and suitable for 1 No. 3 phase 63A FP Isolator as incomer and 12 Nos 10kA 10-32 A SP MCBs as outing goings including internal connection and labour charges for flush mounting etc., complete. Make: Legrand / Schneider/Seimens/L&T | 0 | Nos | #REF! | #REF!
Earthings
15 | Providing independent earthling by C450 excavating a trench to a depth of 2.1 M in all soils, as per size specified in the Data, using 40mm dia 'B' class GI pipe of 2.5 Mtrs length with necessary accessories with hume pipe ring duly providing staggered holes including filling with equal proportion of Salt and Charcoal in layers and all labour charges etc., complete | 1 | Nos | #REF! | #REF!
16 | Supply and Run of No.8 SWG G.I wire including cost of all accessories and labour charges etc., complete. (0.104Kgs/1Mtr) | 50 | Mts | #REF! | #REF!
FIXTURES
17 | Supply and Fixing and transportation of 20W, 2000 lumens, 1200mm length LED retro tube light, housing made with alluminium anodised body, wide operating voltage with double side connection, PF≥0.9, Surge protection: > 2KV, THD<15%, with inbuilt driver and frosted cover CCT: 3000K - 6500K as desired by the department and as per ISspecifications, minimum CRI≥80,.etc complete with 50,000 burning hours with BIs Certification. LUMINAIRE MAKE: Phillips / OSRAM / Wipro / Crompton / Bajaj / Havells / Jaquar / IB LED / Panasonic / Halonix / HPL / Syska / Eveready / Surya / Keselec. LED MAKE : PHILIPS LUMILEDS / CREE / NICHIA / OSRAM / SAMSUNG / LG LEDs. | 3 | Nos | #REF! | #REF!
18 | Supply and fixing of batten holder / slanting holder (Makes : Anchor / Gold Medal Olive / Million Zoom). in lieu of ceiling rose of light point complete with all connections and all labour charges with 18 Watt CFL bulb Makes : Phillips / Crompton / Bajaj / Surya / Havells / HPL/ Halonix. | 0 | Nos | #REF! | #REF!
| Supply and fixing of Ding dong of Anchor/Goldmedal/Million make on 6"x8" decolam block including giving connections, cost of all accessories and labour charges etc., complete. | 0 | Nos | #REF! | #REF!
19 | Supply of 48" (1200mm) 5 star rated Sweep ISI mark Ceiling Fan as per IS 374 - 1979 and, with double ball bearings but without Regulator. with all standard accessories. Makes : Crompton / Bajaj / Orient | 2 | Nos | #REF! | #REF!
20 | Supply and fixing of modular Electronic stept type fan regulator hum free step type socket size with MS box, front plate in the existing switch board ( Modular Type ) Makes :Makes : Legrand Arteor / Schneider Zen celo / Honeywell Blenge Plus / Cabtree Amare / Logus Platina. | 2 | Nos | #REF! | #REF!
21 | Labour charges for Fixing of Ceiling fan and regulator including transportation and giving connections with twin core wire etc., complete. Makes : Finolex / RR Kabel / Havells / Polycab / GM / Million / V-Guard / Gold Medal / Kundancab / HPL / RPG /Nandicab / Nakoda / Payal / Finecab / Gemini / Vimal /Suncab | 2 | Nos | #REF! | #REF!
22 | Supply,Transportation of light duty exhaust fan 9"(225 mm) size 900 rpm with metal blades wiremesh with all accessories etc complete. Makes : Crompton / Bajaj Bahar WG / Havells Ventil Air-DB / Orient hill air. | 1 | Nos | #REF! | #REF!
23 | Labour charges for fixing of Exhaust fan in wall with necessary connections and masonary work of making hole, finishing etc., complete | 1 | Nos | #REF! | #REF!
Telephone
24 | Supply and laying of 2 pair telephone wire in the existing metallic/non metallic conduit pipe with connections etc.,complete Makes : Finolex / Delton / Surabi / Polycab | #REF! | Mtrs | #REF! | #REF!
25 | Supply and fixing of telephone jack type socket with top on MS box with modular plate cover with screws connections etc., Makes : GM G Home / Gold Medal Olive / Million Zoom /Anchor Penta Cherry / Great white Omega / HPL | 20 | Nos | #REF! | #REF!
UG cables
26 | Supply of the following PVC XLPE armoured cable 1100 V. Grade with ISI mark stranded / solid, aluminimum conductor complete Make: Universal / Unicab / TORRENT/ Polycab /Havells / KEI
a | 4 Core 16.00 Sq.mm. | 25 | Mtrs | #REF! | #REF!
27 | Earth work excavation of Trench in hard ground soil, laying of U.G cables upto 50 Sq,mm on sand cushion covering the cable with bricks and back filling of Trench duly providing route indicator embedded in C.C including cost and conveyance of materials and labour charges etc., complete. | 20 | Mtrs | #REF! | #REF!
28 | Labour charges for run of U.G cable on wall / existing pipe with necessary fixing arrangments such as saddles, clamps,wooden separators etc., (as directed by departmental official) with No.10 SWG G.I wire for eath connections for the cables. | 5 | Mtrs | #REF! | #REF!
Cable Termination
29 | Supply and Fixing of single compression brass cable glands for 3.5 core following armoured cable with brass washers, lugs etc., complete.
a | 4 Core 16.00 Sq.mm. | 2 | Nos | #REF! | #REF!
| Sub Total Amount |  |  |  | #REF!

## Security-GF (hidden)
Detailed Estimate - Ground Floor
S.NO | DESCRIPTION |  | NOS | L(M) | B(M) | D(M) | QUANTITY
1 | Earth work excavation by Machinary up to 3.0m
| F1 |  | 6 | 1.35 | 1.35 | 2.4 | 26.244
| All round the Building |  | 1 | 19.8 | 0.3 | 0.4 | 2.376
Deductions
| F1 |  | -6 | 1.35 | 0.3 | 0.4 | -0.972
27.648
[6 empty] | Say | 28 | Cum
2 | PCC (1:4:8) for column footings
For Column Footings
| F1 |  | 6 | 1.35 | 1.35 | 0.15 | 1.6402
1.6402
[6 empty] | Say | 2 | Cum
3 | PCC (1:5:10)
| All round the Building |  | 1 | 19.8 | 0.3 | 0.1 | 0.594
Deductions
| C1 |  | -6 | 0.3 | 0.3 | 0.1 | -0.054
Under Internal Plinth Beams
Horizontals
| B1-B2 | clear | 1 | 3.07 | 0.45 | 0.1 | 0.13815
Under Flooring
| Qty same as Non skid Ceramic Flooring |  | 1 | 2.36 |  | 0.1 | 0.236
| Qty same as Polished shahabad stone Flooring |  | 1 | 20.6502 |  | 0.1 | 2.065
2.9792
[6 empty] | Say | 3 | Cum
4 | Earth filling with available earth
| Qty as per excavation |  |  | 28 |  |  | 28
Deductions
a | Qty as per PCC (1:4:8) |  |  | -1.6402
b | Qty as per PCC (1:5:10) |  |  | -3
c | Qty as per footing |  |  | -1.944
d | Qty as per RCC upto GL |  |  | -0.81
e | Qty as per columns upto Ground level |  |  | -1
|  |  |  | 19.6058 |  |  | -8.3942
19.6058
[6 empty] | Say | 20 | Cum
5 | Basement Filling
| Qty same as Non skid Ceramic Flooring |  | 1 | 2.36 |  | 0.6 | 1.416
| Qty same as Polished shahabad stone Flooring |  | 1 | 20.6502 |  | 0.6 | 12.3901
13.8061
[6 empty] | Say | 14 | Cum
6 | Total Earth to be Filled
| Basement filling | [5 empty] | 13.8061
| Quantity same as filling sides of foundation and Plinth | [5 empty] | 20
33.8061
[6 empty] | Say | 34 | Cum
7 | Filling with Available Earth |  | 80% | 27.648 |  |  | 22.1184
[6 empty] | Say | 23 | Cum
8 | Filling with Carted Gravel | [5 empty] | 11
[6 empty] | Say | 11 | Cum
9 | 150 mm thick RCC Wall
a | For Foundation
| All round the Building |  | 1 | 19.8 | 0.15 | 0.3 | 0.891
Deductions
| C1 |  | -6 | 0.3 | 0.15 | 0.3 | -0.081
0.81
[6 empty] | Say | 0.9 | Cum
b | For Base ment
| All round the Building |  | 1 | 19.8 | 0.15 | 0.25 | 0.7425
Deductions
Deductions
| C1 |  | -6 | 0.3 | 0.15 | 0.25 | -0.0675
0.675
[6 empty] | Say | 0.7 | Cum
150 mm thick RCC Wall
a | Foundation | [5 empty] | 0.81
b | Basement | [5 empty] | 0.675
1.485
[6 empty] | Say | 2 | Cum
10 | VRCC M25 design mix
a) | Footings
| F1 |  | 6 | 1.2 | 1.2 | 0.225 | 1.944
1.944
[6 empty] | Say | 1.9 | Cum
b) | Plinth beams
Horizontals
| A1-A2,B1-B2,C1-C2 | clear | 3 | 3.07 | 0.23 | 0.3 | 0.63549
Verticals
| A1-C1,A2-C2 |  | 2 | 6.83 | 0.23 | 0.3 | 0.94254
| Deduction of Columns |  | -6 | 0.3 | 0.23 | 0.3 | -0.1242
1.4538
[6 empty] | Say | 1.5 | Cum
11 | VRCC
i | Columns upto 3.60 mts
| C1/F1 |  | 6 | 0.23 | 0.3 | 2.025 | 0.83835
|  |  | 6 |  |  |  | 0.83835
[6 empty] | Say | 1 | Cum
ii | GL to Plinth top level
| C1 |  | 6 | 0.23 | 0.3 | 0.6 | 0.2484
|  |  | 6 |  |  |  | 0.2484
[6 empty] | Say | 0.2 | Cum
iii | Columns P.B Top to Roof slab bottom
| C1 |  | 6 | 0.23 | 0.3 | 3.175 | 1.3145
|  |  | 6 |  |  |  | 1.3145
[6 empty] | Say | 1.3 | Cum
Total Qty of Columns
i | Upto G.L | [5 empty] | 0.83835
ii | From GL to Plinth level | [5 empty] | 0.2484
iii | Above plinth | [5 empty] | 1.3145
2.4012
[6 empty] | Say | 2.4 | Cum
12 | Roof Beams @3.6 Mts Level
Horizontal
| A1-A2,B1-B2,C1-C2 | clear | 3 | 3.07 | 0.23 | 0.23 | 0.48721
Verticals
| A1-C1,A2-C2 |  | 2 | 6.83 | 0.23 | 0.23 | 0.72261
| Deduction of Columns |  | -6 | 0.3 | 0.23 | 0.23 | -0.09522
1.1146
[6 empty] | Say | 1.1 | Cum
13 | Roof slab
i) | Roof Slab 125mm thick
|  |  | 1 | 5.33 | 8.63 |  | 45.9979
45.9979
[6 empty] | Say | 46 | Sqm
14 | Lintels
| D6 |  | 2 | 1.46 | 0.23 | 0.175 | 0.11753
| PW5 |  | 1 | 1.66 | 0.23 | 0.175 | 0.066815
| V4 |  | 1 | 1.06 | 0.23 | 0.175 | 0.042665
| CG1 |  | 1 | 3.07 | 0.23 | 0.175 | 0.12357
| CG2 |  | 2 | 1.845 | 0.23 | 0.175 | 0.14852
| D7 |  | 2 | 1.46 | 0.11 | 0.175 | 0.05621
|  |  | 9 |  |  |  | 0.55531
[6 empty] | Say | 0.6 | Cum
15 | RCC M20 grade mix
i | Platforms
| Reception |  | 1 | 5.77 | 0.6 |  | 3.462
3.462
[6 empty] | Say | 4 | Sqm
ii | Lofts 50mm thick
| Rooms |  | 1 | 1.22 | 0.6 |  | 0.732
| Rooms |  | 1 | 1.21 | 0.6 |  | 0.726
1.458
[6 empty] | Say | 2 | Sqm
| Total platforms and Loft | [5 empty] | 6 | Sqm
iii | Racks and shelves 25mm
| Rooms | 3 | 1 | 1.22 | 0.45 |  | 1.647
| Rooms | 3 | 1 | 1.21 | 0.45 |  | 1.6335
3.2805
[6 empty] | Say | 4 | Sqm
16 | 230 mm thick brick masonary
| Horizontal |  | 2 | 3.53 | 0.23 | 2.945 | 4.7821
| Deduction of columns |  | -4 | 0.23 | 0.23 | 2.945 | -0.62316
| Verticals |  | 2 | 6.83 | 0.23 | 2.945 | 9.2526
| Deduction of columns |  | -6 | 0.3 | 0.23 | 2.945 | -1.2192
| Brick Pillars |  | 10 | 0.45 | 0.23 | 2.945 | 3.0481
| Entrance steps |  | 1 | 1.2 | 0.3 | 0.15 | 0.054
| Entrance steps |  | 1 | 1.2 | 0.6 | 0.15 | 0.108
| Entrance steps |  | 1 | 1.2 | 0.9 | 0.15 | 0.162
Deductions
| D6 |  | -2 | 1 | 0.23 | 2.1 | -0.966
| PW5 |  | -1 | 1.2 | 0.23 | 1.3 | -0.3588
| V4 |  | -1 | 0.6 | 0.23 | 0.5 | -0.069
| CG1 |  | -1 | 2.61 | 0.23 | 1.2 | -0.72036
| CG2 |  | -2 | 1.385 | 0.23 | 1.2 | -0.76452
Lintels
| D6 |  | -2 | 1.46 | 0.23 | 0.175 | -0.11753
| PW5 |  | -1 | 1.66 | 0.23 | 0.175 | -0.066815
| V4 |  | -1 | 1.06 | 0.23 | 0.175 | -0.042665
| CG1 |  | -1 | 3.07 | 0.23 | 0.175 | -0.12357
| CG2 |  | -2 | 1.845 | 0.23 | 0.175 | -0.14852
12.1866
[6 empty] | Say | 13 | Cum
17 | 110 mm brick walls
| Horizontal |  | 1 | 1.21 |  | 3.175 | 3.8417
|  |  | 1 | 1.005 |  | 3.175 | 3.1909
| Verticals |  | 1 | 3.06 |  | 3.175 | 9.7155
|  |  | 1 | 0.6 |  | 3.175 | 1.905
| Platfrom supporting walls |  | 3 | 0.6 |  | 0.8 | 1.44
Terrace
| Parapet wall |  | 1 | 19.8 |  | 0.35 | 6.93
Deductions
| D7 |  | -2 | 0.75 |  | 2.1 | -3.15
Lintels
| D7 |  | -2 | 1.46 |  | 0.175 | -0.511
23.3621
[6 empty] | Say | 24 | Sqm
18 | PCC (1:3:6) for Bedblocks
under lintels
| D6 | 2 | 2 | 0.3 | 0.23 | 0.15 | 0.0414
| PW5 | 2 | 1 | 0.3 | 0.23 | 0.15 | 0.0207
| V4 | 2 | 1 | 0.3 | 0.23 | 0.15 | 0.0207
| C.G | 2 | 3 | 0.3 | 0.23 | 0.15 | 0.0621
| D7 | 2 | 2 | 0.3 | 0.11 | 0.15 | 0.0198
Hold fasts
| D6 | 6 | 2 | 0.23 | 0.23 | 0.15 | 0.09522
| PW5 | 4 | 1 | 0.23 | 0.23 | 0.15 | 0.03174
| V4 | 2 | 1 | 0.23 | 0.23 | 0.15 | 0.01587
| D7 | 6 | 2 | 0.23 | 0.11 | 0.15 | 0.04554
0.35307
[6 empty] | Say | 0.4 | Cum
19 | Dummy columns
| C1 |  | 6 | 0.23 | 0.3 | 0.35 | 0.1449
|  |  | 6 |  |  |  | 0.1449
[6 empty] | Say | 0.1 | Cum
20 | TMT STEEL
| Columns Footings |  | 1.944 | 80 |  | Kgs/Cum | 155.52
| Plinth beams |  | 1.4538 | 110 |  | Kgs/Cum | 159.9213
| Columns upto 3.60 mts levael |  | 2.4012 | 200 |  | Kgs/Cum | 480.24
| Dummy columns |  | 0.1449 | 200 |  | Kgs/Cum | 28.98
| Roof Beams upto 3.60 mts level |  | 1.1 | 200 |  | Kgs/Cum | 220
| 125mm thick Roof slab |  | 46 | 80 | 0.125 | Kgs/Cum | 460
| Lintels |  | 0.6 | 80 |  | Kgs/Cum | 48
1552.6613
[6 empty] | Say | 1.6 | MT
21 | Mild Steel
| Platforms |  | 3.462 | 0.05 | 80 | Kgs/Cum | 13.848
| Lofts |  | 1.458 | 0.05 | 80 | Kgs/Cum | 5.832
| Shelves |  | 4 | 0.025 | 80 | Kgs/Cum | 8
| RBM | 24 |  | 2 |  | Kgs/Sqm | 48
| RCM facia |  | 48 |  | 3 | Kgs/Sqm | 144
219.68
[6 empty] | Say | 0.2 | MT
22 | External plastering
| All round the Building |  | 1 | 20.72 |  | 3.175 | 65.786
| brick pillar sides |  | 20 | 0.15 |  | 3.175 | 9.525
Terrace
| Parapet wall |  | 1 | 20.72 |  | 0.815 | 16.8868
Deductions
| PW5 |  | -1 | 1.2 |  | 1.3 | -1.56
| C.G |  | -2 | 1.385 |  | 1.2 | -3.324
| C.G |  | -1 | 2.61 |  | 1.2 | -3.132
84.1818
[6 empty] | Say | 85 | Sqm
23 | Ceiling plastering
| Qty Same as ceramic flooring | [5 empty] | 2.36
| Qty Same as Polished shahabad stone flooring | [5 empty] | 20.6502
23.0102
[6 empty] | Say | 24 | Sqm
24 | Internal plastering 12 mm thick
| Rest Room |  | 1 | 8.64 |  | 3.175 | 27.432
| Security |  | 1 | 12.77 |  | 3.175 | 40.5447
| cupboard sides |  | 4 | 0.6 |  | 2.1 | 5.04
| Platform walls |  | 6 | 0.6 |  | 0.8 | 2.88
| Toilet |  | 1 | 6.73 |  | 3.175 | 21.3677
Deductions
| D6 |  | -2 | 1.05 |  | 2.1 | -4.41
| D7 |  | -2 | 0.75 |  | 2.1 | -3.15
| Ded for Dadooing with glazed tiles | [5 empty] | -13
76.7045
[6 empty] | Say | 77 | Sqm
25 | Basement plastering
| All round the Building |  | 1 | 20.72 |  | 0.6 | 12.432
12.432
[6 empty] | Say | 12 | Sqm
26 | Flooring
a) | Non-skid Ceramic Tiles
| Toilet |  | 1 | 1 | 2.36 |  | 2.36
2.36
[6 empty] | Say | 3 | Sqm
b) | Polished shahabad Flooring
| Rest Room |  | 1 | 1.96 | 2.36 |  | 4.6256
| Security Room |  | 1 | 3.08 | 3.305 |  | 10.1794
| Shelves |  | 2 | 0.6 | 1.21 |  | 1.452
| Door entrance |  | 1 | 0.75 | 0.6 |  | 0.45
| Entrance steps |  | 2 | 1.59 | 1.24 |  | 3.9432
20.6502
[6 empty] | Say | 21 | Sqm
c) | Polished granite Platforms
| Reception |  | 1 | 5.77 | 0.6 |  | 3.462
3.462
[6 empty] | Say | 4 | Sqm
e) | Half rounding the platform
| Reception |  | 1 | 5.77 |  |  | 5.77
5.77
[6 empty] | Say | 6 | RM
f) | Impervious Coat
| Terrace |  | 1 | 5.33 | 8.63 |  | 45.9979
45.9979
[6 empty] | Say | 46 | Sqm
27 | Skirting
a) | Skirting with Polished shahabad stone
| Rest Room |  | 1 | 8.64 |  | 0.125 | 1.08
| Security |  | 1 | 12.77 |  | 0.125 | 1.5962
| cupboard sides |  | 4 | 0.6 |  | 0.125 | 0.3
| Platform walls |  | 6 | 0.6 |  | 0.125 | 0.45
3.4262
[6 empty] | Say | 4 | SQM
28 | DADOOING with glazed tiles
| Toilet |  | 1 | 6.73 |  | 2.1 | 14.133
Deductions
| D7 |  | -1 | 0.75 |  | 2.1 | -1.575
12.558
[6 empty] | Say | 13 | Sqm
29 | Polished Shahahbad
i | Treads
| Entrance steps | 2 | 3 | 1.59 | 0.3 |  | 2.862
2.862
[6 empty] | Say | 3 | Sqm
ii | Risers
| Entrance steps | 2 | 4 | 1.59 | 0.15 |  | 1.908
1.908
[6 empty] | Say | 2 | Sqm
30 | Whiting for ceiling
| Same as ceiling plastering | [5 empty] | 23.0102
[6 empty] | Say | 24 | Sqm
31 | Plastic Emulsion Paint for interior faces of walls
| Same as internal plastering | [5 empty] | 76.7045
[6 empty] | Say | 77 | Sqm
32 | Plastic emulsion paint for external plastering
| Same external plastering | [5 empty] | 84.1818
84.1818
[6 empty] | Say | 85 | Sqm
33 | Painting to wood woork
| D6 | 2.25 | 2 | 1 |  | 2.1 | 9.45
9.45
[6 empty] | Say | 10 | Sqm
34 | Doors
i) | Wooden Doors
a) | D6(1.05 X 2.13) |  | 2 |  |  |  | 2
2
[6 empty] | Say | 2 | No
b) | D7 (0.75X2.13) - Frame |  | 2 | 4.95 |  |  | 9.9
9.9
[6 empty] | Say | 9.9 | RM
c) | D7 (0.76X2.13) - shutter |  | 2 | 0.75 |  | 2.1 | 3.15
3.15
[6 empty] | Say | 3.15 | Sqm
35 | Pre Painted Steel Windows with Flymesh
| PW5 |  | 1 | 1.2 |  | 1.3 | 1.56 | Sqm
36 | Prepainted steel ventilators
| V |  | 1 | 0.6 |  | 0.5 | 0.3
0.3
[6 empty] | Say | 0.3 | Sqm
37 | Curting glazing
| CG1 |  | 1 | 2.61 |  | 1.2 | 3.132
| CG2 |  | 2 | 1.385 |  | 1.2 | 3.324
6.456
[6 empty] | Say | 6.5 | Sqm
37 | RCM Drop
|  |  | 2 | 5.33 |  | 1.7 | 18.122
|  |  | 2 | 8.63 |  | 1.7 | 29.342
47.464
[6 empty] | Say | 48 | Sqm
38 | Cupboard
| Room |  | 2 | 1.2 |  | 2.1 | 5.04
5.04
[6 empty] | Say | 6 | Sqm
39 | PVC down take pipe |  | 1 | 3.9 |  |  | 3.9
3.9
[6 empty] | Say | 4 | Rmt

## Ws-Det-Security (hidden)
DETAILED ESTIMATE FOR WATER SUPPLY & SEWERAGE
S.No | DESCRIPTION | NOS | L(M) | B(M) | D(M) | QUANTITY
1 | Supply, Laying, Jointing SWG line
a) | 4" dia SWG line
| Gully trap to Man hole | 1 | 1 |  |  | 1
| Inspection Chamber to Manhole | 1 | 2 |  |  | 2
3
[5 empty] | Say | 3 | Rmt
b) | 6" dia SWG line
|  | 1 | 5 |  |  | 5
5
[5 empty] | Say | 5 | Rmt
2 | Gully traps
[5 empty] | Say | 1 | Nos
3 | Inspection chambers
[5 empty] | Say | 1 | Nos
4 | Man holes
| 3' - 0' Depth |  |  |  |  | 1
[5 empty] | Say | 1 | Nos
5 | Floor Traps
| Ground Floor | 2 |  |  |  | 2
[5 empty] | Say | 2 | Nos
6 | European EWC
| Ground Floor | 1 |  |  |  | 1
[5 empty] | Say | 1 | Nos
7 | Wash hand basins
| Ground Floor | 1 |  |  |  | 1
[5 empty] | Say | 1 | Nos
8 | Soap dish
| Ground Floor | 1 |  |  |  | 1
[5 empty] | Say | 1 | Nos
9 | Mirrors
| Ground Floor | 1 |  |  |  | 1
[5 empty] | Say | 1 | Nos
10 | Towel rods
| Ground Floor | 1 |  |  |  | 1
[5 empty] | Say | 1 | Nos
11 | NP bib taps
a | Bib Taps 400 gms
| Ground Floor | 2 |  |  |  | 2
[5 empty] | Say | 2 | Nos
12 | ASHIRVAD / AJAY / ASTRAL CPVC Pipes
a) | 15.90mm OD pipe
IWC
| Ground Floor | 1 | 0.2 |  |  | 0.2
TAPS
Long Body
| Ground Floor | 2 | 0.9 |  |  | 1.8
Wash Basin
| Ground Floor | 1 | 0.8 |  |  | 0.8
2.8
[5 empty] | Say | 3 | Rmt
b) | 22.20mm OD pipe
Internal Connection
| Ground Floor | 1 | 5 |  |  | 5
5
[5 empty] | Say | 5 | Rmt
c) | 28.60mm OD pipe
Down take pipe
|  | 1 | 3.3 |  |  | 3.3
| Terrace To Ground Floor | 1 | 3.3 |  |  | 3.3
6.6
[5 empty] | Say | 7 | Rmt
13 | SWR PVC pipes
a) | 75mm dia
Internal Connections
| Ground Floor |  |  |  |  | 3.9
3.9
[5 empty] | Say | 4 | Rmt
b) | 110 mm dia down take pipe
Internal Connections
| Ground Floor |  |  |  |  | 3.9
3.9
[5 empty] | Say | 4 | Rmt
14 | CPVC Pipes
Terrace Ring Main
a) | 28.60mm OD pipe@drinking |  |  |  |  | 2 | Rmt
15 | Valves (Brass valve or Gunmetal gate valve)
| 32mm (@Terrace Lvl) |  |  |  |  | 1 | Nos
16 | Construction of brick masonry support |  |  |  |  | 2 | No's
17 | PVC Tank |  |  |  |  | 500 | lit

## C.wall (hidden)
DETAILED Cum ABSTRACT ESTIMATE
Construction of Kitchen shed at ZPHS Bijwar(V) of Utkoor(M)
Compund Wall with Gate
Slno | Description | No |  |  | Length | Breadth | Height | Qty | Rate | Amount
1 | Earth work excavation and depositing on bank (manual means) with initial lead of 10m and initial lift of 3m in Loamy & Clayey Soils like BC Soils, Red Earth & Ordinary Gravelly Soils ( SS 20-B) including all operational incidental labour charges such as shoring, strutting, sheeting, planking and dewatering including cost of hire charges of T & P, labour charges etc., complete for finished item of work excluding seignerage charges and dewatering charges etc., complete for Foundation of Building.(APSS No. 308)
Footings F1
|  | 60 | x | 1 | 0.95 | 0.95 | 1 | 54.15
|  | 4 | x | 1 | 1.1 | 1.1 | 1 | 4.84
58.99
[7 empty] | Or Say | 59 | 312.15 | 18417
[8 empty] | Cum | 1 Cum
2 | Plain Cement Concrete corresponding to M5 grade as per IS 456 equivalent to (1:5:10) proportion nominal mix (cement: fine aggregate: Coarse aggregate) using,40mm size Hard Blasted Granite (IS383, 1970) metal from approved quarry including cost and conveyance of all materials like cement, sand, coarse aggregate, water etc. to site, including sales & other taxes on all materials, all operational, incidental, and labour charges such as mixing, laying and ramming concrete in layers in position not exceeding 15cm, finishing top surface, curing concrete, etc., complete but excluding seigniorage chargesfor finished item of work for Foundations and Flooring Bed (APSS No. 402)
PCC(1:5:10) below Footings
|  | 60 | x | 1 | 0.95 | 0.95 | 0.1 | 5.41
|  | 4 | x | 1 | 1.1 | 1.1 | 0.1 | 0.48
| Below Plinth beam | 1 | x | 1 | 150 | 0.43 | 0.075 | 4.83
10.72
[7 empty] | Or Say | 11 | 3537.3 | 38910
[8 empty] | Cum | 1 Cum
3 | Vibrated Reinforced Cement Concrete M 25 Design Mix ( by weigh batching ) using 20mm size (SS5) hard blasted Trap machine crushed graded metal (Coarse aggregate) from approved quarry, using a minimum quantity of 380 kgs. of cement per 1 cum of concreteincluding cost and conveyance of all materials like cement, fine aggregate (Sand), coarse aggregate, water etc., to site and cost of all materials including centering using Steel scaffolding pipes, jack Props, wallers, Foot plates, brackets, steel Centering Plates,etc., shuttering , machine mixing, laying concrete, vibrating,lift charges, curing etc complete but excluding cost of steel and it’s fabrication charges for finished item of work but excluding seigniorage charges (APSS No. 402 & 403)
VRCC M25 Footings
|  | 60 | x | 1 | 0.75 | 0.75 | 0.25 | 8.43
|  | 4 | x | 1 | 0.9 | 0.9 | 0.25 | 0.81
9.24
[7 empty] | Or Say | 10 | 8755.9 | 87559
[8 empty] | Cum | 1 Cum
4 | Vibrated Reinforced Cement Concrete M 25 Design Mix ( by weigh batching ) using 20mm size (SS5) hard blasted Trap machine crushed graded metal (Coarse aggregate) from approved quarry, using a minimum quantity of 380 kgs. of cement per 1 cum of concreteincluding cost and conveyance of all materials like cement, fine aggregate (Sand), coarse aggregate, water etc., to site and cost of all materials including centering using Steel scaffolding pipes, jack Props, wallers, Foot plates, brackets, steel Centering Plates,etc., shuttering , machine mixing, laying concrete, vibrating,lift charges, curing etc complete but excluding cost of steel and it’s fabrication charges for finished item of work but excluding seigniorage charges (APSS No. 402 & 403)
VRCC M25 Plinth beams
| PB | 1 | x | 1 | 150 | 0.23 | 0.3 | 10.35
| Deduct Columns | 1 | x | 64 | 0.23 | 0.23 | 0.3 | -1.01
9.34
[7 empty] | Or Say | 10 | 10930.9 | 109309
[8 empty] | Cum | 1 Cum
5 | Vibrated Reinforced Cement Concrete M 25 Design Mix ( by weigh batching / Mixer ) using 20mm size (SS5) hard blasted Trap machine crushed graded metal (Coarse aggregate) from approved quarry, using a minimum quantity of 380 kgs. of cement per 1 cum of concreteincluding cost and conveyance of all materials like cement, fine aggregate (Sand), coarse aggregate, water etc., to site and cost of all materials including centering using Steel scaffolding pipes, jack Props, wallers, Foot plates, brackets, steel Centering Plates,etc., shuttering , machine mixing, laying concrete, vibrating,lift charges, curing etc, complete but excluding cost of steel and it’s fabrication charges but excluding seigniorage charges for finished item of work (APSS No. 402 & 403)
VRCC Curtain wall-150mm thick
|  | 1 | x | 1 | 10 | 0.15 | 1 | 1.5
[7 empty] | Or Say | 2 | 10405.9 | 20812
[8 empty] | Cum | 1 Cum
6 | Vibrated Reinforced Cement Concrete M 25 Design Mix ( by weigh batching / Mixer ) using 20mm size (SS5) hard blasted Trap machine crushed graded metal (Coarse aggregate) from approved quarry, using a minimum quantity of 380 kgs. of cement per 1 cum of concreteincluding cost and conveyance of all materials like cement, fine aggregate (Sand), coarse aggregate, water etc., to site and cost of all materials including centering using Steel scaffolding pipes, jack Props, wallers, Foot plates, brackets, steel Centering Plates,etc., shuttering , machine mixing, laying concrete, vibrating,lift charges, curing etc, complete but excluding cost of steel and it’s fabrication charges but excluding seigniorage charges for finished item of work (APSS No. 402 & 403)
VRCC Columns
From Footing Top to PB Bottom
|  | 60 | x | 1 | 0.23 | 0.23 | 0.6 | 1.9
|  | 4 | x | 1 | 0.23 | 0.23 | 0.6 | 0.12
From PB Bottom to Compound wall height
|  | 60 | x | 1 | 0.23 | 0.23 | 1.8 | 5.71
|  | 4 | x | 1 | 0.23 | 0.23 | 1.8 | 0.38
8.11
[7 empty] | Or Say | 9 | 10405.9 | 93653
[8 empty] | Cum | 1 Cum
7 | Providing High Yield Strength Deformed (HYSD) steel bars (Fe 500 grade as per IS 1786-1985) of 8mm to 40mm diameters, (TATA, SAIL, VSP,JSW & Shyam Steel) cutting, bending, to required sizes and shapes placing in position with cover blocks of approved size and binding wire of 20SWG, forming grills for reinforcement work as per approved designs and drawings including cost and conveyance of bars from approved sources to site of work, including cost and conveyance of binding wire, cover blocks, chairs, overlaps, spacers, dowels, wastage etc., and all operational, incidental, and labour charges such as cutting, bending, placing in position, tying etc., and sales & other taxes,on cost of all materials complete for finished item of work (APSS No.126)
| Footings,Columns,Plnth beam,Curtain wall | [5 empty] | Kgs | 2.134
[7 empty] | Or Say | 3 | 98665 | 295995
[8 empty] | MT | 1 MT
8 | Brick Masonry in superstructure with CM (1:8) prop: using Fly ASH Bricks of size 290x225x140mm with compressive of 50 Kgs / Sqcm from approved source including cost and conveyance of all materials like cement, sand, fly ash bricks, water etc., to site, including sales & other taxes on all materials, all operational, incidental and labour charges such as mixing cement mortar, constructing masonry, scaffolding charges, lift charges, curing, etc., complete but excluding seigniorage charges for finished item of work. (APSS No. 501 & 504).
Brick work(1:8)
|  | 1 | x | 1 | 150 | 0.15 | 1.5 | 33.75
| Deduct Columns | 1 | x | 64 | 0.23 | 0.15 | 1.5 | -3.31
30.44
[7 empty] | Or Say | 31 | 5411.75 | 167764
[8 empty] | Cum | 1 Cum
9 | Plastering 12mm thick in two coats with base coat of 8mm thick in CM (1:6) and top coat of 4mm thick in CM (1:4) dubara sponge finish including cost and conveyance of all materials like cement, sand, water etc., to site, sales & other taxes on all materials,all operational, incidental and labour charges such as mixing mortar, scaffolding charges, lift charges, including cutting of Grooves wherever necessary as directed by Engineer - in - charge, finishing, curing, etc., complete but excluding seigniorage charges for Even Surfaces of Wall for finished item of work. (APSS 901,903 & 904)
|  | 1 | x | 2 | 150 |  | 1.8 | 540
| Add column sides | 2 | x | 64 | 0.08 |  | 1.8 | 18.43
| Top and Bottom | 1 | x | 1 | 150 |  | 0.23 | 34.5
592.93
[7 empty] | Or Say | 593 | 351.85 | 208647
[8 empty] | Sqm | 1 Sqm
10 | Manufacturing supplying and fixing of MS gate for compound wall by using MS tubes, angles and square rods as per approved designs and drawings including fixing in position, cost conveyance of all materials and labour charges for finished item of work
| Wicket gate | 1 | x | 1 | 2 |  | 2 | 4
| Main Gate | 1 | x | 1 | 4.5 |  | 2 | 9
[7 empty] | Or Say | 13
[8 empty] | 585 | 109.4 | 63999
[8 empty] | Kgs | 1Kg
11 | Painting to New walls with two coats of Acrylic Emulsion paint of superior quality of approved brand and shade over base coat of cement primer interior grade -I making three coats in all to give an even shade after thoroughly brushing the surface to remove all loose powdered materials, including cost and conveyance of all materials, including cost and conveyance of all materials, cost of brushes, water to site, etc., sales & other taxes, all operational, incidental and labour charges such as scaffolding charges, lift charges, curing etc., complete for finished item of work in all floors for internal Walls.(APSS No. 912) in All Floors
| Qty same as plastering | [6 empty] | 593 | 136.35 | 80856
[8 empty] | Sqm | 1 Sqm
12 | Painting to Iron work with two coats of ready mixed synthetic enamel paint first quality all shades over an existing steel primer including cost and conveyance of all materials to site, sales & other taxes, incidental, operational and all labour charges etc., complete for finished item of work. (APSS No. 1201, 1207 & 1212).in All Floors
| Main Gate | 1 | x | 1 | 4.5 |  | 1.8 | 8.1
| Wicket gate | 1 | x | 1 | 1.8 |  | 1.8 | 3.24
11.34
[7 empty] | Or Say | 12 | 89.35 | 1072
[8 empty] | Sqm | 1 Sqm
13 | Filling with useful available excavated earth (excluding rock) in trenches, sides of foundations and basement with initial lead in layers not exceeding 15cm thick, consolidating each deposited layer by watering and ramming including cost and conveyence of water to work site and all operational, incidental, labour charges, hire charges of T & P etc., complete for finished item of work. (APSS NO. 309 & 310)
120
[7 empty] | Or Say | 120 | 34.25 | 4110
[8 empty] | Cum | 1 Cum
[9 empty] | Or Say | 1191103

## C.wall-Steel (hidden)
Civil Measurements
Construction of Kitchen shed at ZPHS Bijwar(V) of Utkoor(M)
Compund Wall with Gate
Slno | Description | Dia | No |  |  | Length | Breadth | Height | Qty | Unit | 8mm | 10mm | 12mm | 16mm | 20mm | 25mm
1 | Providing High Yield Strength Deformed (HYSD) steel bars (TATA,SAIL,VSP,Jindal & Shyam make Steel) (Fe 500 grade as per IS 1786-1985) of 8mm to 40mm diameters, cutting, bending, to required sizes and shapes placing in position with cover blocks of approved size and binding wire of 20SWG, forming grills for reinforcement work as per approved designs and drawings including cost and conveyance of bars from approved sources to site of work, including cost and conveyance of binding wire, cover blocks, chairs, overlaps, spacers, dowels, wastage etc., and all operational, incidental, and labour charges such as cutting, bending, placing in position, tying etc., and sales & other taxes,on cost of all materials complete for finished item of work (APSS No.126)
Footings
| Mat 10 tor both ways | 10 | 64 | x | 10 | 0.85 |  |  | 544 |  | -- | 544 | -- | -- | -- | --
| Columns | 12 | 64 | x | 4 | 3 |  |  | 768 |  | -- | -- | 768 | -- | -- | --
| Rings | 8 | 64 | x | 22 | 0.75 |  |  | 1056 |  | 1056 | -- | -- | -- | -- | --
Plinth beam
| Bottom 10 tor | 10 | 1 | x | 3 | 150 |  |  | 450 |  | -- | 450 | -- | -- | -- | --
| Top 10 tor | 10 | 1 | x | 3 | 150 |  |  | 450 |  | -- | 450 | -- | -- | -- | --
| Rings | 8 | 1 | x | 150 | 1.01 |  |  | 151.5 |  | 151.5 | -- | -- | -- | -- | --
Retaning wall
| Vertical | 8 | 2 | x | 10 | 1 |  |  | 20 |  | 20 | -- | -- | -- | -- | --
| Horizontal | 8 | 2 | x | 10 | 10 |  |  | 200 |  | 200 | -- | -- | -- | -- | --
[8 empty] | Total Length in Meters |  |  | 1427.5 | 1444 | 768 | 0 | 0 | 0
[8 empty] | Weight per meter |  |  | 0.39 | 0.62 | 0.888 | 1.57 | 2.46 | 3.85
[8 empty] | Total weight in Kgs |  |  | 556.72 | 895.28 | 681.98 | 0 | 0 | 0
[10 empty] | Total | 2133.98 | kgs
[11 empty] | 2.134 | MT

## Conv (hidden)
CONVEYANCE CHARGES AS PER COMMON SSR 2021-22
| Sl. No | Lead in Kms | Earth/Sand/Gravel/Murrum/Lime/Surki | Rubble/Size Stone/Cut Stone/Coarse aggregates | Cement/Steel/RCC poles/A.C & G.I Sheets/Packed materials | PCC Slabs/Shabad Slabs/CC & Laterite Blocks/Wood | Water | Bricks
0 | 1 | 1 | 35.56 | 34.24 | 21.39 | 50.43 | 20.86 | 57.12 | 35.56 | 34.24 | 21.39 | 50.43 | 20.86 | 57.12
| 2 | 2 | 49.82 | 47.97 | 30.01 | 70.59 | 29.22 | 80.01 | 49.82 | 47.97 | 30.01 | 70.59 | 29.22 | 80.01
| 3 | 3 | 66.36 | 66.36 | 41.46 | 97.61 | 38.99 | 106.68 | 66.36 | 66.36 | 41.46 | 97.61 | 38.99 | 106.68
| 4 | 4 | 80.62 | 80.62 | 50.35 | 118.56 | 47.35 | 129.47 | 80.62 | 80.62 | 50.35 | 118.56 | 47.35 | 129.47
| 5 | 5 | 94.88 | 94.88 | 59.32 | 139.51 | 55.63 | 152.36 | 94.88 | 94.88 | 59.32 | 139.51 | 55.63 | 152.36
| 6 | 6 | 109.14 | 109.14 | 68.21 | 160.46 | 63.99 | 175.24 | 109.14 | 109.14 | 68.21 | 160.46 | 63.99 | 175.24
| 7 | 7 | 123.4 | 123.4 | 77.1 | 181.41 | 72.35 | 198.12 | 123.4 | 123.4 | 77.1 | 181.41 | 72.35 | 198.12
| 8 | 8 | 137.66 | 137.66 | 85.99 | 202.36 | 80.71 | 221 | 137.66 | 137.66 | 85.99 | 202.36 | 80.71 | 221
| 9 | 9 | 151.92 | 151.92 | 94.88 | 223.31 | 89.07 | 243.88 | 151.92 | 151.92 | 94.88 | 223.31 | 89.07 | 243.88
| 10 | 10 | 166.18 | 166.18 | 103.77 | 244.26 | 97.43 | 266.76 | 166.18 | 166.18 | 103.77 | 244.26 | 97.43 | 266.76
| 11 | 11 | 180.44 | 180.44 | 112.66 | 265.21 | 105.79 | 289.64 | 180.44 | 180.44 | 112.66 | 265.21 | 105.79 | 289.64
| 12 | 12 | 194.7 | 194.7 | 121.55 | 286.16 | 114.15 | 312.52 | 194.7 | 194.7 | 121.55 | 286.16 | 114.15 | 312.52
| 13 | 13 | 208.96 | 208.96 | 130.44 | 307.11 | 122.51 | 335.4 | 208.96 | 208.96 | 130.44 | 307.11 | 122.51 | 335.4
| 14 | 14 | 223.22 | 223.22 | 139.33 | 328.06 | 130.87 | 358.28 | 223.22 | 223.22 | 139.33 | 328.06 | 130.87 | 358.28
| 15 | 15 | 237.48 | 237.48 | 148.22 | 349.01 | 139.23 | 381.16 | 237.48 | 237.48 | 148.22 | 349.01 | 139.23 | 381.16
| 16 | 16 | 251.74 | 251.74 | 157.11 | 369.96 | 147.59 | 404.04 | 251.74 | 251.74 | 157.11 | 369.96 | 147.59 | 404.04
| 17 | 17 | 266 | 266 | 166 | 390.91 | 155.95 | 426.92 | 266 | 266 | 166 | 390.91 | 155.95 | 426.92
| 18 | 18 | 280.26 | 280.26 | 174.89 | 411.86 | 164.31 | 449.8 | 280.26 | 280.26 | 174.89 | 411.86 | 164.31 | 449.8
| 19 | 19 | 294.52 | 294.52 | 183.78 | 432.81 | 172.67 | 472.68 | 294.52 | 294.52 | 183.78 | 432.81 | 172.67 | 472.68
| 20 | 20 | 308.78 | 308.78 | 192.67 | 453.76 | 181.03 | 495.56 | 308.78 | 308.78 | 192.67 | 453.76 | 181.03 | 495.56
| 21 | 21 | 323.04 | 323.04 | 201.56 | 474.71 | 189.39 | 518.44 | 323.04 | 323.04 | 201.56 | 474.71 | 189.39 | 518.44
| 22 | 22 | 337.3 | 337.3 | 210.45 | 495.66 | 197.75 | 541.32 | 337.3 | 337.3 | 210.45 | 495.66 | 197.75 | 541.32
| 23 | 23 | 351.56 | 351.56 | 219.34 | 516.61 | 206.11 | 564.2 | 351.56 | 351.56 | 219.34 | 516.61 | 206.11 | 564.2
| 24 | 24 | 365.82 | 365.82 | 228.23 | 537.56 | 214.47 | 587.08 | 365.82 | 365.82 | 228.23 | 537.56 | 214.47 | 587.08
| 25 | 25 | 380.08 | 380.08 | 237.12 | 558.51 | 222.83 | 609.96 | 380.08 | 380.08 | 237.12 | 558.51 | 222.83 | 609.96
| 26 | 26 | 394.34 | 394.34 | 246.01 | 579.46 | 231.19 | 632.84 | 394.34 | 394.34 | 246.01 | 579.46 | 231.19 | 632.84
| 27 | 27 | 408.6 | 408.6 | 254.9 | 600.41 | 239.55 | 655.72 | 408.6 | 408.6 | 254.9 | 600.41 | 239.55 | 655.72
| 28 | 28 | 422.86 | 422.86 | 263.79 | 621.36 | 247.91 | 678.6 | 422.86 | 422.86 | 263.79 | 621.36 | 247.91 | 678.6
| 29 | 29 | 437.12 | 437.12 | 272.68 | 642.31 | 256.27 | 701.48 | 437.12 | 437.12 | 272.68 | 642.31 | 256.27 | 701.48
| 30 | 30 | 451.38 | 451.38 | 281.57 | 663.26 | 264.63 | 724.36 | 451.38 | 451.38 | 281.57 | 663.26 | 264.63 | 724.36
| 31 | 31 | 463.26 | 463.26 | 288.96 | 680.69 | 271.58 | 743.37 | 463.26 | 463.26 | 288.96 | 680.69 | 271.58 | 743.37
| 32 | 32 | 475.14 | 475.14 | 296.35 | 698.12 | 278.53 | 762.38 | 475.14 | 475.14 | 296.35 | 698.12 | 278.53 | 762.38
| 33 | 33 | 487.02 | 487.02 | 303.74 | 715.55 | 285.48 | 781.39 | 487.02 | 487.02 | 303.74 | 715.55 | 285.48 | 781.39
| 34 | 34 | 498.9 | 498.9 | 311.13 | 732.98 | 292.43 | 800.4 | 498.9 | 498.9 | 311.13 | 732.98 | 292.43 | 800.4
| 35 | 35 | 510.78 | 510.78 | 318.52 | 750.41 | 299.38 | 819.41 | 510.78 | 510.78 | 318.52 | 750.41 | 299.38 | 819.41
| 36 | 36 | 522.66 | 522.66 | 325.91 | 767.84 | 306.33 | 838.42 | 522.66 | 522.66 | 325.91 | 767.84 | 306.33 | 838.42
| 37 | 37 | 534.54 | 534.54 | 333.3 | 785.27 | 313.28 | 857.43 | 534.54 | 534.54 | 333.3 | 785.27 | 313.28 | 857.43
| 38 | 38 | 546.42 | 546.42 | 340.69 | 802.7 | 320.23 | 876.44 | 546.42 | 546.42 | 340.69 | 802.7 | 320.23 | 876.44
| 39 | 39 | 558.3 | 558.3 | 348.08 | 820.13 | 327.18 | 895.45 | 558.3 | 558.3 | 348.08 | 820.13 | 327.18 | 895.45
| 40 | 40 | 570.18 | 570.18 | 355.47 | 837.56 | 334.13 | 914.46 | 570.18 | 570.18 | 355.47 | 837.56 | 334.13 | 914.46
| 41 | 41 | 582.06 | 582.06 | 362.86 | 854.99 | 341.08 | 933.47 | 582.06 | 582.06 | 362.86 | 854.99 | 341.08 | 933.47
| 42 | 42 | 593.94 | 593.94 | 370.25 | 872.42 | 348.03 | 952.48 | 593.94 | 593.94 | 370.25 | 872.42 | 348.03 | 952.48
| 43 | 43 | 605.82 | 605.82 | 377.64 | 889.85 | 354.98 | 971.49 | 605.82 | 605.82 | 377.64 | 889.85 | 354.98 | 971.49
| 44 | 44 | 617.7 | 617.7 | 385.03 | 907.28 | 361.93 | 990.5 | 617.7 | 617.7 | 385.03 | 907.28 | 361.93 | 990.5
| 45 | 45 | 629.58 | 629.58 | 392.42 | 924.71 | 368.88 | 1009.51 | 629.58 | 629.58 | 392.42 | 924.71 | 368.88 | 1009.51
| 46 | 46 | 641.46 | 641.46 | 399.81 | 942.14 | 375.83 | 1028.52 | 641.46 | 641.46 | 399.81 | 942.14 | 375.83 | 1028.52
| 47 | 47 | 653.34 | 653.34 | 407.2 | 959.57 | 382.78 | 1047.53 | 653.34 | 653.34 | 407.2 | 959.57 | 382.78 | 1047.53
| 48 | 48 | 665.22 | 665.22 | 414.59 | 977 | 389.73 | 1066.54 | 665.22 | 665.22 | 414.59 | 977 | 389.73 | 1066.54
| 49 | 49 | 677.1 | 677.1 | 421.98 | 994.43 | 396.68 | 1085.55 | 677.1 | 677.1 | 421.98 | 994.43 | 396.68 | 1085.55
| 50 | 50 | 688.98 | 688.98 | 429.37 | 1011.86 | 403.63 | 1104.56 | 688.98 | 688.98 | 429.37 | 1011.86 | 403.63 | 1104.56
| 51 | 51 | 700.86 | 700.86 | 436.76 | 1029.29 | 410.58 | 1123.57 | 700.86 | 700.86 | 436.76 | 1029.29 | 410.58 | 1123.57
| 52 | 52 | 712.74 | 712.74 | 444.15 | 1046.72 | 417.53 | 1142.58 | 712.74 | 712.74 | 444.15 | 1046.72 | 417.53 | 1142.58
| 53 | 53 | 724.62 | 724.62 | 451.54 | 1064.15 | 424.48 | 1161.59 | 724.62 | 724.62 | 451.54 | 1064.15 | 424.48 | 1161.59
| 54 | 54 | 736.5 | 736.5 | 458.93 | 1081.58 | 431.43 | 1180.6 | 736.5 | 736.5 | 458.93 | 1081.58 | 431.43 | 1180.6
| 55 | 55 | 748.38 | 748.38 | 466.32 | 1099.01 | 438.38 | 1199.61 | 748.38 | 748.38 | 466.32 | 1099.01 | 438.38 | 1199.61
| 56 | 56 | 760.26 | 760.26 | 473.71 | 1116.44 | 445.33 | 1218.62 | 760.26 | 760.26 | 473.71 | 1116.44 | 445.33 | 1218.62
| 57 | 57 | 772.14 | 772.14 | 481.1 | 1133.87 | 452.28 | 1237.63 | 772.14 | 772.14 | 481.1 | 1133.87 | 452.28 | 1237.63
| 58 | 58 | 784.02 | 784.02 | 488.49 | 1151.3 | 459.23 | 1256.64 | 784.02 | 784.02 | 488.49 | 1151.3 | 459.23 | 1256.64
| 59 | 59 | 795.9 | 795.9 | 495.88 | 1168.73 | 466.18 | 1275.65 | 795.9 | 795.9 | 495.88 | 1168.73 | 466.18 | 1275.65
| 60 | 60 | 807.78 | 807.78 | 503.27 | 1186.16 | 473.13 | 1294.66 | 807.78 | 807.78 | 503.27 | 1186.16 | 473.13 | 1294.66
| 61 | 61 | 819.66 | 819.66 | 510.66 | 1203.59 | 480.08 | 1313.67 | 819.66 | 819.66 | 510.66 | 1203.59 | 480.08 | 1313.67
| 62 | 62 | 831.54 | 831.54 | 518.05 | 1221.02 | 487.03 | 1332.68 | 831.54 | 831.54 | 518.05 | 1221.02 | 487.03 | 1332.68
| 63 | 63 | 843.42 | 843.42 | 525.44 | 1238.45 | 493.98 | 1351.69 | 843.42 | 843.42 | 525.44 | 1238.45 | 493.98 | 1351.69
| 64 | 64 | 855.3 | 855.3 | 532.83 | 1255.88 | 500.93 | 1370.7 | 855.3 | 855.3 | 532.83 | 1255.88 | 500.93 | 1370.7
| 65 | 65 | 867.18 | 867.18 | 540.22 | 1273.31 | 507.88 | 1389.71 | 867.18 | 867.18 | 540.22 | 1273.31 | 507.88 | 1389.71
| 66 | 66 | 879.06 | 879.06 | 547.61 | 1290.74 | 514.83 | 1408.72 | 879.06 | 879.06 | 547.61 | 1290.74 | 514.83 | 1408.72
| 67 | 67 | 890.94 | 890.94 | 555 | 1308.17 | 521.78 | 1427.73 | 890.94 | 890.94 | 555 | 1308.17 | 521.78 | 1427.73
| 68 | 68 | 902.82 | 902.82 | 562.39 | 1325.6 | 528.73 | 1446.74 | 902.82 | 902.82 | 562.39 | 1325.6 | 528.73 | 1446.74
| 69 | 69 | 914.7 | 914.7 | 569.78 | 1343.03 | 535.68 | 1465.75 | 914.7 | 914.7 | 569.78 | 1343.03 | 535.68 | 1465.75
| 70 | 70 | 926.58 | 926.58 | 577.17 | 1360.46 | 542.63 | 1484.76 | 926.58 | 926.58 | 577.17 | 1360.46 | 542.63 | 1484.76
| 71 | 71 | 938.46 | 938.46 | 584.56 | 1377.89 | 549.58 | 1503.77 | 938.46 | 938.46 | 584.56 | 1377.89 | 549.58 | 1503.77
| 72 | 72 | 950.34 | 950.34 | 591.95 | 1395.32 | 556.53 | 1522.78 | 950.34 | 950.34 | 591.95 | 1395.32 | 556.53 | 1522.78
| 73 | 73 | 962.22 | 962.22 | 599.34 | 1412.75 | 563.48 | 1541.79 | 962.22 | 962.22 | 599.34 | 1412.75 | 563.48 | 1541.79
| 74 | 74 | 974.1 | 974.1 | 606.73 | 1430.18 | 570.43 | 1560.8 | 974.1 | 974.1 | 606.73 | 1430.18 | 570.43 | 1560.8
| 75 | 75 | 985.98 | 985.98 | 614.12 | 1447.61 | 577.38 | 1579.81 | 985.98 | 985.98 | 614.12 | 1447.61 | 577.38 | 1579.81
| 76 | 76 | 997.86 | 997.86 | 621.51 | 1465.04 | 584.33 | 1598.82 | 997.86 | 997.86 | 621.51 | 1465.04 | 584.33 | 1598.82
| 77 | 77 | 1009.74 | 1009.74 | 628.9 | 1482.47 | 591.28 | 1617.83 | 1009.74 | 1009.74 | 628.9 | 1482.47 | 591.28 | 1617.83
| 78 | 78 | 1021.62 | 1021.62 | 636.29 | 1499.9 | 598.23 | 1636.84 | 1021.62 | 1021.62 | 636.29 | 1499.9 | 598.23 | 1636.84
| 79 | 79 | 1033.5 | 1033.5 | 643.68 | 1517.33 | 605.18 | 1655.85 | 1033.5 | 1033.5 | 643.68 | 1517.33 | 605.18 | 1655.85
| 80 | 80 | 1045.38 | 1045.38 | 651.07 | 1534.76 | 612.13 | 1674.86 | 1045.38 | 1045.38 | 651.07 | 1534.76 | 612.13 | 1674.86
| 81 | 81 | 1057.26 | 1057.26 | 658.46 | 1552.19 | 619.08 | 1693.87 | 1057.26 | 1057.26 | 658.46 | 1552.19 | 619.08 | 1693.87
| 82 | 82 | 1069.14 | 1069.14 | 665.85 | 1569.62 | 626.03 | 1712.88 | 1069.14 | 1069.14 | 665.85 | 1569.62 | 626.03 | 1712.88
| 83 | 83 | 1081.02 | 1081.02 | 673.24 | 1587.05 | 632.98 | 1731.89 | 1081.02 | 1081.02 | 673.24 | 1587.05 | 632.98 | 1731.89
| 84 | 84 | 1092.9 | 1092.9 | 680.63 | 1604.48 | 639.93 | 1750.9 | 1092.9 | 1092.9 | 680.63 | 1604.48 | 639.93 | 1750.9
| 85 | 85 | 1104.78 | 1104.78 | 688.02 | 1621.91 | 646.88 | 1769.91 | 1104.78 | 1104.78 | 688.02 | 1621.91 | 646.88 | 1769.91
| 86 | 86 | 1116.66 | 1116.66 | 695.41 | 1639.34 | 653.83 | 1788.92 | 1116.66 | 1116.66 | 695.41 | 1639.34 | 653.83 | 1788.92
| 87 | 87 | 1128.54 | 1128.54 | 702.8 | 1656.77 | 660.78 | 1807.93 | 1128.54 | 1128.54 | 702.8 | 1656.77 | 660.78 | 1807.93
| 88 | 88 | 1140.42 | 1140.42 | 710.19 | 1674.2 | 667.73 | 1826.94 | 1140.42 | 1140.42 | 710.19 | 1674.2 | 667.73 | 1826.94
| 89 | 89 | 1152.3 | 1152.3 | 717.58 | 1691.63 | 674.68 | 1845.95 | 1152.3 | 1152.3 | 717.58 | 1691.63 | 674.68 | 1845.95
| 90 | 90 | 1164.18 | 1164.18 | 724.97 | 1709.06 | 681.63 | 1864.96 | 1164.18 | 1164.18 | 724.97 | 1709.06 | 681.63 | 1864.96
| 91 | 91 | 1176.06 | 1176.06 | 732.36 | 1726.49 | 688.58 | 1883.97 | 1176.06 | 1176.06 | 732.36 | 1726.49 | 688.58 | 1883.97
| 92 | 92 | 1187.94 | 1187.94 | 739.75 | 1743.92 | 695.53 | 1902.98 | 1187.94 | 1187.94 | 739.75 | 1743.92 | 695.53 | 1902.98
| 93 | 93 | 1199.82 | 1199.82 | 747.14 | 1761.35 | 702.48 | 1921.99 | 1199.82 | 1199.82 | 747.14 | 1761.35 | 702.48 | 1921.99
| 94 | 94 | 1211.7 | 1211.7 | 754.53 | 1778.78 | 709.43 | 1941 | 1211.7 | 1211.7 | 754.53 | 1778.78 | 709.43 | 1941
| 95 | 95 | 1223.58 | 1223.58 | 761.92 | 1796.21 | 716.38 | 1960.01 | 1223.58 | 1223.58 | 761.92 | 1796.21 | 716.38 | 1960.01
| 96 | 96 | 1235.46 | 1235.46 | 769.31 | 1813.64 | 723.33 | 1979.02 | 1235.46 | 1235.46 | 769.31 | 1813.64 | 723.33 | 1979.02
| 97 | 97 | 1247.34 | 1247.34 | 776.7 | 1831.07 | 730.28 | 1998.03 | 1247.34 | 1247.34 | 776.7 | 1831.07 | 730.28 | 1998.03
| 98 | 98 | 1259.22 | 1259.22 | 784.09 | 1848.5 | 737.23 | 2017.04 | 1259.22 | 1259.22 | 784.09 | 1848.5 | 737.23 | 2017.04
| 99 | 99 | 1271.1 | 1271.1 | 791.48 | 1865.93 | 744.18 | 2036.05 | 1271.1 | 1271.1 | 791.48 | 1865.93 | 744.18 | 2036.05
| 100 | 100 | 1282.98 | 1282.98 | 798.87 | 1883.36 | 751.13 | 2055.06 | 1282.98 | 1282.98 | 798.87 | 1883.36 | 751.13 | 2055.06
| 101 | 101 | 1294.86 | 1294.86 | 806.26 | 1900.79 | 758.08 | 2074.07 | 1294.86 | 1294.86 | 806.26 | 1900.79 | 758.08 | 2074.07
| 102 | 102 | 1306.74 | 1306.74 | 813.65 | 1918.22 | 765.03 | 2093.08 | 1306.74 | 1306.74 | 813.65 | 1918.22 | 765.03 | 2093.08
| 103 | 103 | 1318.62 | 1318.62 | 821.04 | 1935.65 | 771.98 | 2112.09 | 1318.62 | 1318.62 | 821.04 | 1935.65 | 771.98 | 2112.09
| 104 | 104 | 1330.5 | 1330.5 | 828.43 | 1953.08 | 778.93 | 2131.1 | 1330.5 | 1330.5 | 828.43 | 1953.08 | 778.93 | 2131.1
| 105 | 105 | 1342.38 | 1342.38 | 835.82 | 1970.51 | 785.88 | 2150.11 | 1342.38 | 1342.38 | 835.82 | 1970.51 | 785.88 | 2150.11
| 106 | 106 | 1354.26 | 1354.26 | 843.21 | 1987.94 | 792.83 | 2169.12 | 1354.26 | 1354.26 | 843.21 | 1987.94 | 792.83 | 2169.12
| 107 | 107 | 1366.14 | 1366.14 | 850.6 | 2005.37 | 799.78 | 2188.13 | 1366.14 | 1366.14 | 850.6 | 2005.37 | 799.78 | 2188.13
| 108 | 108 | 1378.02 | 1378.02 | 857.99 | 2022.8 | 806.73 | 2207.14 | 1378.02 | 1378.02 | 857.99 | 2022.8 | 806.73 | 2207.14
| 109 | 109 | 1389.9 | 1389.9 | 865.38 | 2040.23 | 813.68 | 2226.15 | 1389.9 | 1389.9 | 865.38 | 2040.23 | 813.68 | 2226.15
| 110 | 110 | 1401.78 | 1401.78 | 872.77 | 2057.66 | 820.63 | 2245.16 | 1401.78 | 1401.78 | 872.77 | 2057.66 | 820.63 | 2245.16
| 111 | 111 | 1413.66 | 1413.66 | 880.16 | 2075.09 | 827.58 | 2264.17 | 1413.66 | 1413.66 | 880.16 | 2075.09 | 827.58 | 2264.17
| 112 | 112 | 1425.54 | 1425.54 | 887.55 | 2092.52 | 834.53 | 2283.18 | 1425.54 | 1425.54 | 887.55 | 2092.52 | 834.53 | 2283.18
| 113 | 113 | 1437.42 | 1437.42 | 894.94 | 2109.95 | 841.48 | 2302.19 | 1437.42 | 1437.42 | 894.94 | 2109.95 | 841.48 | 2302.19
| 114 | 114 | 1449.3 | 1449.3 | 902.33 | 2127.38 | 848.43 | 2321.2 | 1449.3 | 1449.3 | 902.33 | 2127.38 | 848.43 | 2321.2
| 115 | 115 | 1461.18 | 1461.18 | 909.72 | 2144.81 | 855.38 | 2340.21 | 1461.18 | 1461.18 | 909.72 | 2144.81 | 855.38 | 2340.21
| 116 | 116 | 1473.06 | 1473.06 | 917.11 | 2162.24 | 862.33 | 2359.22 | 1473.06 | 1473.06 | 917.11 | 2162.24 | 862.33 | 2359.22
| 117 | 117 | 1484.94 | 1484.94 | 924.5 | 2179.67 | 869.28 | 2378.23 | 1484.94 | 1484.94 | 924.5 | 2179.67 | 869.28 | 2378.23
| 118 | 118 | 1496.82 | 1496.82 | 931.89 | 2197.1 | 876.23 | 2397.24 | 1496.82 | 1496.82 | 931.89 | 2197.1 | 876.23 | 2397.24
| 119 | 119 | 1508.7 | 1508.7 | 939.28 | 2214.53 | 883.18 | 2416.25 | 1508.7 | 1508.7 | 939.28 | 2214.53 | 883.18 | 2416.25
| 120 | 120 | 1520.58 | 1520.58 | 946.67 | 2231.96 | 890.13 | 2435.26 | 1520.58 | 1520.58 | 946.67 | 2231.96 | 890.13 | 2435.26
| 121 | 121 | 1532.46 | 1532.46 | 954.06 | 2249.39 | 897.08 | 2454.27 | 1532.46 | 1532.46 | 954.06 | 2249.39 | 897.08 | 2454.27
| 122 | 122 | 1544.34 | 1544.34 | 961.45 | 2266.82 | 904.03 | 2473.28 | 1544.34 | 1544.34 | 961.45 | 2266.82 | 904.03 | 2473.28
| 123 | 123 | 1556.22 | 1556.22 | 968.84 | 2284.25 | 910.98 | 2492.29 | 1556.22 | 1556.22 | 968.84 | 2284.25 | 910.98 | 2492.29
| 124 | 124 | 1568.1 | 1568.1 | 976.23 | 2301.68 | 917.93 | 2511.3 | 1568.1 | 1568.1 | 976.23 | 2301.68 | 917.93 | 2511.3
| 125 | 125 | 1579.98 | 1579.98 | 983.62 | 2319.11 | 924.88 | 2530.31 | 1579.98 | 1579.98 | 983.62 | 2319.11 | 924.88 | 2530.31
| 126 | 126 | 1591.86 | 1591.86 | 991.01 | 2336.54 | 931.83 | 2549.32 | 1591.86 | 1591.86 | 991.01 | 2336.54 | 931.83 | 2549.32
| 127 | 127 | 1603.74 | 1603.74 | 998.4 | 2353.97 | 938.78 | 2568.33 | 1603.74 | 1603.74 | 998.4 | 2353.97 | 938.78 | 2568.33
| 128 | 128 | 1615.62 | 1615.62 | 1005.79 | 2371.4 | 945.73 | 2587.34 | 1615.62 | 1615.62 | 1005.79 | 2371.4 | 945.73 | 2587.34
| 129 | 129 | 1627.5 | 1627.5 | 1013.18 | 2388.83 | 952.68 | 2606.35 | 1627.5 | 1627.5 | 1013.18 | 2388.83 | 952.68 | 2606.35
| 130 | 130 | 1639.38 | 1639.38 | 1020.57 | 2406.26 | 959.63 | 2625.36 | 1639.38 | 1639.38 | 1020.57 | 2406.26 | 959.63 | 2625.36
| 131 | 131 | 1651.26 | 1651.26 | 1027.96 | 2423.69 | 966.58 | 2644.37 | 1651.26 | 1651.26 | 1027.96 | 2423.69 | 966.58 | 2644.37
| 132 | 132 | 1663.14 | 1663.14 | 1035.35 | 2441.12 | 973.53 | 2663.38 | 1663.14 | 1663.14 | 1035.35 | 2441.12 | 973.53 | 2663.38
| 133 | 133 | 1675.02 | 1675.02 | 1042.74 | 2458.55 | 980.48 | 2682.39 | 1675.02 | 1675.02 | 1042.74 | 2458.55 | 980.48 | 2682.39
| 134 | 134 | 1686.9 | 1686.9 | 1050.13 | 2475.98 | 987.43 | 2701.4 | 1686.9 | 1686.9 | 1050.13 | 2475.98 | 987.43 | 2701.4
| 135 | 135 | 1698.78 | 1698.78 | 1057.52 | 2493.41 | 994.38 | 2720.41 | 1698.78 | 1698.78 | 1057.52 | 2493.41 | 994.38 | 2720.41
| 136 | 136 | 1710.66 | 1710.66 | 1064.91 | 2510.84 | 1001.33 | 2739.42 | 1710.66 | 1710.66 | 1064.91 | 2510.84 | 1001.33 | 2739.42
| 137 | 137 | 1722.54 | 1722.54 | 1072.3 | 2528.27 | 1008.28 | 2758.43 | 1722.54 | 1722.54 | 1072.3 | 2528.27 | 1008.28 | 2758.43
| 138 | 138 | 1734.42 | 1734.42 | 1079.69 | 2545.7 | 1015.23 | 2777.44 | 1734.42 | 1734.42 | 1079.69 | 2545.7 | 1015.23 | 2777.44
| 139 | 139 | 1746.3 | 1746.3 | 1087.08 | 2563.13 | 1022.18 | 2796.45 | 1746.3 | 1746.3 | 1087.08 | 2563.13 | 1022.18 | 2796.45
| 140 | 140 | 1758.18 | 1758.18 | 1094.47 | 2580.56 | 1029.13 | 2815.46 | 1758.18 | 1758.18 | 1094.47 | 2580.56 | 1029.13 | 2815.46
| 141 | 141 | 1770.06 | 1770.06 | 1101.86 | 2597.99 | 1036.08 | 2834.47 | 1770.06 | 1770.06 | 1101.86 | 2597.99 | 1036.08 | 2834.47
| 142 | 142 | 1781.94 | 1781.94 | 1109.25 | 2615.42 | 1043.03 | 2853.48 | 1781.94 | 1781.94 | 1109.25 | 2615.42 | 1043.03 | 2853.48
| 143 | 143 | 1793.82 | 1793.82 | 1116.64 | 2632.85 | 1049.98 | 2872.49 | 1793.82 | 1793.82 | 1116.64 | 2632.85 | 1049.98 | 2872.49
| 144 | 144 | 1805.7 | 1805.7 | 1124.03 | 2650.28 | 1056.93 | 2891.5 | 1805.7 | 1805.7 | 1124.03 | 2650.28 | 1056.93 | 2891.5
| 145 | 145 | 1817.58 | 1817.58 | 1131.42 | 2667.71 | 1063.88 | 2910.51 | 1817.58 | 1817.58 | 1131.42 | 2667.71 | 1063.88 | 2910.51
| 146 | 146 | 1829.46 | 1829.46 | 1138.81 | 2685.14 | 1070.83 | 2929.52 | 1829.46 | 1829.46 | 1138.81 | 2685.14 | 1070.83 | 2929.52
| 147 | 147 | 1841.34 | 1841.34 | 1146.2 | 2702.57 | 1077.78 | 2948.53 | 1841.34 | 1841.34 | 1146.2 | 2702.57 | 1077.78 | 2948.53
| 148 | 148 | 1853.22 | 1853.22 | 1153.59 | 2720 | 1084.73 | 2967.54 | 1853.22 | 1853.22 | 1153.59 | 2720 | 1084.73 | 2967.54
| 149 | 149 | 1865.1 | 1865.1 | 1160.98 | 2737.43 | 1091.68 | 2986.55 | 1865.1 | 1865.1 | 1160.98 | 2737.43 | 1091.68 | 2986.55
| 150 | 150 | 1876.98 | 1876.98 | 1168.37 | 2754.86 | 1098.63 | 3005.56 | 1876.98 | 1876.98 | 1168.37 | 2754.86 | 1098.63 | 3005.56
| 151 | 151 | 1888.86 | 1888.86 | 1175.76 | 2772.29 | 1105.58 | 3024.57 | 1888.86 | 1888.86 | 1175.76 | 2772.29 | 1105.58 | 3024.57
| 152 | 152 | 1900.74 | 1900.74 | 1183.15 | 2789.72 | 1112.53 | 3043.58 | 1900.74 | 1900.74 | 1183.15 | 2789.72 | 1112.53 | 3043.58
| 153 | 153 | 1912.62 | 1912.62 | 1190.54 | 2807.15 | 1119.48 | 3062.59 | 1912.62 | 1912.62 | 1190.54 | 2807.15 | 1119.48 | 3062.59
| 154 | 154 | 1924.5 | 1924.5 | 1197.93 | 2824.58 | 1126.43 | 3081.6 | 1924.5 | 1924.5 | 1197.93 | 2824.58 | 1126.43 | 3081.6
| 155 | 155 | 1936.38 | 1936.38 | 1205.32 | 2842.01 | 1133.38 | 3100.61 | 1936.38 | 1936.38 | 1205.32 | 2842.01 | 1133.38 | 3100.61
| 156 | 156 | 1948.26 | 1948.26 | 1212.71 | 2859.44 | 1140.33 | 3119.62 | 1948.26 | 1948.26 | 1212.71 | 2859.44 | 1140.33 | 3119.62
| 157 | 157 | 1960.14 | 1960.14 | 1220.1 | 2876.87 | 1147.28 | 3138.63 | 1960.14 | 1960.14 | 1220.1 | 2876.87 | 1147.28 | 3138.63
| 158 | 158 | 1972.02 | 1972.02 | 1227.49 | 2894.3 | 1154.23 | 3157.64 | 1972.02 | 1972.02 | 1227.49 | 2894.3 | 1154.23 | 3157.64
| 159 | 159 | 1983.9 | 1983.9 | 1234.88 | 2911.73 | 1161.18 | 3176.65 | 1983.9 | 1983.9 | 1234.88 | 2911.73 | 1161.18 | 3176.65
| 160 | 160 | 1995.78 | 1995.78 | 1242.27 | 2929.16 | 1168.13 | 3195.66 | 1995.78 | 1995.78 | 1242.27 | 2929.16 | 1168.13 | 3195.66
| 161 | 161 | 2007.66 | 2007.66 | 1249.66 | 2946.59 | 1175.08 | 3214.67 | 2007.66 | 2007.66 | 1249.66 | 2946.59 | 1175.08 | 3214.67
| 162 | 162 | 2019.54 | 2019.54 | 1257.05 | 2964.02 | 1182.03 | 3233.68 | 2019.54 | 2019.54 | 1257.05 | 2964.02 | 1182.03 | 3233.68
| 163 | 163 | 2031.42 | 2031.42 | 1264.44 | 2981.45 | 1188.98 | 3252.69 | 2031.42 | 2031.42 | 1264.44 | 2981.45 | 1188.98 | 3252.69
| 164 | 164 | 2043.3 | 2043.3 | 1271.83 | 2998.88 | 1195.93 | 3271.7 | 2043.3 | 2043.3 | 1271.83 | 2998.88 | 1195.93 | 3271.7
| 165 | 165 | 2055.18 | 2055.18 | 1279.22 | 3016.31 | 1202.88 | 3290.71 | 2055.18 | 2055.18 | 1279.22 | 3016.31 | 1202.88 | 3290.71
| 166 | 166 | 2067.06 | 2067.06 | 1286.61 | 3033.74 | 1209.83 | 3309.72 | 2067.06 | 2067.06 | 1286.61 | 3033.74 | 1209.83 | 3309.72
| 167 | 167 | 2078.94 | 2078.94 | 1294 | 3051.17 | 1216.78 | 3328.73 | 2078.94 | 2078.94 | 1294 | 3051.17 | 1216.78 | 3328.73
| 168 | 168 | 2090.82 | 2090.82 | 1301.39 | 3068.6 | 1223.73 | 3347.74 | 2090.82 | 2090.82 | 1301.39 | 3068.6 | 1223.73 | 3347.74
| 169 | 169 | 2102.7 | 2102.7 | 1308.78 | 3086.03 | 1230.68 | 3366.75 | 2102.7 | 2102.7 | 1308.78 | 3086.03 | 1230.68 | 3366.75
| 170 | 170 | 2114.58 | 2114.58 | 1316.17 | 3103.46 | 1237.63 | 3385.76 | 2114.58 | 2114.58 | 1316.17 | 3103.46 | 1237.63 | 3385.76
| 171 | 171 | 2126.46 | 2126.46 | 1323.56 | 3120.89 | 1244.58 | 3404.77 | 2126.46 | 2126.46 | 1323.56 | 3120.89 | 1244.58 | 3404.77
| 172 | 172 | 2138.34 | 2138.34 | 1330.95 | 3138.32 | 1251.53 | 3423.78 | 2138.34 | 2138.34 | 1330.95 | 3138.32 | 1251.53 | 3423.78
| 173 | 173 | 2150.22 | 2150.22 | 1338.34 | 3155.75 | 1258.48 | 3442.79 | 2150.22 | 2150.22 | 1338.34 | 3155.75 | 1258.48 | 3442.79
| 174 | 174 | 2162.1 | 2162.1 | 1345.73 | 3173.18 | 1265.43 | 3461.8 | 2162.1 | 2162.1 | 1345.73 | 3173.18 | 1265.43 | 3461.8
| 175 | 175 | 2173.98 | 2173.98 | 1353.12 | 3190.61 | 1272.38 | 3480.81 | 2173.98 | 2173.98 | 1353.12 | 3190.61 | 1272.38 | 3480.81
| 176 | 176 | 2185.86 | 2185.86 | 1360.51 | 3208.04 | 1279.33 | 3499.82 | 2185.86 | 2185.86 | 1360.51 | 3208.04 | 1279.33 | 3499.82
| 177 | 177 | 2197.74 | 2197.74 | 1367.9 | 3225.47 | 1286.28 | 3518.83 | 2197.74 | 2197.74 | 1367.9 | 3225.47 | 1286.28 | 3518.83
| 178 | 178 | 2209.62 | 2209.62 | 1375.29 | 3242.9 | 1293.23 | 3537.84 | 2209.62 | 2209.62 | 1375.29 | 3242.9 | 1293.23 | 3537.84
| 179 | 179 | 2221.5 | 2221.5 | 1382.68 | 3260.33 | 1300.18 | 3556.85 | 2221.5 | 2221.5 | 1382.68 | 3260.33 | 1300.18 | 3556.85
| 180 | 180 | 2233.38 | 2233.38 | 1390.07 | 3277.76 | 1307.13 | 3575.86 | 2233.38 | 2233.38 | 1390.07 | 3277.76 | 1307.13 | 3575.86
| 181 | 181 | 2245.26 | 2245.26 | 1397.46 | 3295.19 | 1314.08 | 3594.87 | 2245.26 | 2245.26 | 1397.46 | 3295.19 | 1314.08 | 3594.87
| 182 | 182 | 2257.14 | 2257.14 | 1404.85 | 3312.62 | 1321.03 | 3613.88 | 2257.14 | 2257.14 | 1404.85 | 3312.62 | 1321.03 | 3613.88
| 183 | 183 | 2269.02 | 2269.02 | 1412.24 | 3330.05 | 1327.98 | 3632.89 | 2269.02 | 2269.02 | 1412.24 | 3330.05 | 1327.98 | 3632.89
| 184 | 184 | 2280.9 | 2280.9 | 1419.63 | 3347.48 | 1334.93 | 3651.9 | 2280.9 | 2280.9 | 1419.63 | 3347.48 | 1334.93 | 3651.9
| 185 | 185 | 2292.78 | 2292.78 | 1427.02 | 3364.91 | 1341.88 | 3670.91 | 2292.78 | 2292.78 | 1427.02 | 3364.91 | 1341.88 | 3670.91
| 186 | 186 | 2304.66 | 2304.66 | 1434.41 | 3382.34 | 1348.83 | 3689.92 | 2304.66 | 2304.66 | 1434.41 | 3382.34 | 1348.83 | 3689.92
| 187 | 187 | 2316.54 | 2316.54 | 1441.8 | 3399.77 | 1355.78 | 3708.93 | 2316.54 | 2316.54 | 1441.8 | 3399.77 | 1355.78 | 3708.93
| 188 | 188 | 2328.42 | 2328.42 | 1449.19 | 3417.2 | 1362.73 | 3727.94 | 2328.42 | 2328.42 | 1449.19 | 3417.2 | 1362.73 | 3727.94
| 189 | 189 | 2340.3 | 2340.3 | 1456.58 | 3434.63 | 1369.68 | 3746.95 | 2340.3 | 2340.3 | 1456.58 | 3434.63 | 1369.68 | 3746.95
| 190 | 190 | 2352.18 | 2352.18 | 1463.97 | 3452.06 | 1376.63 | 3765.96 | 2352.18 | 2352.18 | 1463.97 | 3452.06 | 1376.63 | 3765.96
| 191 | 191 | 2364.06 | 2364.06 | 1471.36 | 3469.49 | 1383.58 | 3784.97 | 2364.06 | 2364.06 | 1471.36 | 3469.49 | 1383.58 | 3784.97
| 192 | 192 | 2375.94 | 2375.94 | 1478.75 | 3486.92 | 1390.53 | 3803.98 | 2375.94 | 2375.94 | 1478.75 | 3486.92 | 1390.53 | 3803.98
| 193 | 193 | 2387.82 | 2387.82 | 1486.14 | 3504.35 | 1397.48 | 3822.99 | 2387.82 | 2387.82 | 1486.14 | 3504.35 | 1397.48 | 3822.99
| 194 | 194 | 2399.7 | 2399.7 | 1493.53 | 3521.78 | 1404.43 | 3842 | 2399.7 | 2399.7 | 1493.53 | 3521.78 | 1404.43 | 3842
| 195 | 195 | 2411.58 | 2411.58 | 1500.92 | 3539.21 | 1411.38 | 3861.01 | 2411.58 | 2411.58 | 1500.92 | 3539.21 | 1411.38 | 3861.01
| 196 | 196 | 2423.46 | 2423.46 | 1508.31 | 3556.64 | 1418.33 | 3880.02 | 2423.46 | 2423.46 | 1508.31 | 3556.64 | 1418.33 | 3880.02
| 197 | 197 | 2435.34 | 2435.34 | 1515.7 | 3574.07 | 1425.28 | 3899.03 | 2435.34 | 2435.34 | 1515.7 | 3574.07 | 1425.28 | 3899.03
| 198 | 198 | 2447.22 | 2447.22 | 1523.09 | 3591.5 | 1432.23 | 3918.04 | 2447.22 | 2447.22 | 1523.09 | 3591.5 | 1432.23 | 3918.04
| 199 | 199 | 2459.1 | 2459.1 | 1530.48 | 3608.93 | 1439.18 | 3937.05 | 2459.1 | 2459.1 | 1530.48 | 3608.93 | 1439.18 | 3937.05
| 200 | 200 | 2470.98 | 2470.98 | 1537.87 | 3626.36 | 1446.13 | 3956.06 | 2470.98 | 2470.98 | 1537.87 | 3626.36 | 1446.13 | 3956.06
| 201 | 201 | 2482.86 | 2482.86 | 1545.26 | 3643.79 | 1453.08 | 3975.07 | 2482.86 | 2482.86 | 1545.26 | 3643.79 | 1453.08 | 3975.07
| 202 | 202 | 2494.74 | 2494.74 | 1552.65 | 3661.22 | 1460.03 | 3994.08 | 2494.74 | 2494.74 | 1552.65 | 3661.22 | 1460.03 | 3994.08
| 203 | 203 | 2506.62 | 2506.62 | 1560.04 | 3678.65 | 1466.98 | 4013.09 | 2506.62 | 2506.62 | 1560.04 | 3678.65 | 1466.98 | 4013.09
| 204 | 204 | 2518.5 | 2518.5 | 1567.43 | 3696.08 | 1473.93 | 4032.1 | 2518.5 | 2518.5 | 1567.43 | 3696.08 | 1473.93 | 4032.1
| 205 | 205 | 2530.38 | 2530.38 | 1574.82 | 3713.51 | 1480.88 | 4051.11 | 2530.38 | 2530.38 | 1574.82 | 3713.51 | 1480.88 | 4051.11
| 206 | 206 | 2542.26 | 2542.26 | 1582.21 | 3730.94 | 1487.83 | 4070.12 | 2542.26 | 2542.26 | 1582.21 | 3730.94 | 1487.83 | 4070.12
| 207 | 207 | 2554.14 | 2554.14 | 1589.6 | 3748.37 | 1494.78 | 4089.13 | 2554.14 | 2554.14 | 1589.6 | 3748.37 | 1494.78 | 4089.13
| 208 | 208 | 2566.02 | 2566.02 | 1596.99 | 3765.8 | 1501.73 | 4108.14 | 2566.02 | 2566.02 | 1596.99 | 3765.8 | 1501.73 | 4108.14
| 209 | 209 | 2577.9 | 2577.9 | 1604.38 | 3783.23 | 1508.68 | 4127.15 | 2577.9 | 2577.9 | 1604.38 | 3783.23 | 1508.68 | 4127.15
| 210 | 210 | 2589.78 | 2589.78 | 1611.77 | 3800.66 | 1515.63 | 4146.16 | 2589.78 | 2589.78 | 1611.77 | 3800.66 | 1515.63 | 4146.16
| 211 | 211 | 2601.66 | 2601.66 | 1619.16 | 3818.09 | 1522.58 | 4165.17 | 2601.66 | 2601.66 | 1619.16 | 3818.09 | 1522.58 | 4165.17
| 212 | 212 | 2613.54 | 2613.54 | 1626.55 | 3835.52 | 1529.53 | 4184.18 | 2613.54 | 2613.54 | 1626.55 | 3835.52 | 1529.53 | 4184.18
| 213 | 213 | 2625.42 | 2625.42 | 1633.94 | 3852.95 | 1536.48 | 4203.19 | 2625.42 | 2625.42 | 1633.94 | 3852.95 | 1536.48 | 4203.19
| 214 | 214 | 2637.3 | 2637.3 | 1641.33 | 3870.38 | 1543.43 | 4222.2 | 2637.3 | 2637.3 | 1641.33 | 3870.38 | 1543.43 | 4222.2
| 215 | 215 | 2649.18 | 2649.18 | 1648.72 | 3887.81 | 1550.38 | 4241.21 | 2649.18 | 2649.18 | 1648.72 | 3887.81 | 1550.38 | 4241.21
| 216 | 216 | 2661.06 | 2661.06 | 1656.11 | 3905.24 | 1557.33 | 4260.22 | 2661.06 | 2661.06 | 1656.11 | 3905.24 | 1557.33 | 4260.22
| 217 | 217 | 2672.94 | 2672.94 | 1663.5 | 3922.67 | 1564.28 | 4279.23 | 2672.94 | 2672.94 | 1663.5 | 3922.67 | 1564.28 | 4279.23
| 218 | 218 | 2684.82 | 2684.82 | 1670.89 | 3940.1 | 1571.23 | 4298.24 | 2684.82 | 2684.82 | 1670.89 | 3940.1 | 1571.23 | 4298.24
| 219 | 219 | 2696.7 | 2696.7 | 1678.28 | 3957.53 | 1578.18 | 4317.25 | 2696.7 | 2696.7 | 1678.28 | 3957.53 | 1578.18 | 4317.25
| 220 | 220 | 2708.58 | 2708.58 | 1685.67 | 3974.96 | 1585.13 | 4336.26 | 2708.58 | 2708.58 | 1685.67 | 3974.96 | 1585.13 | 4336.26
| 221 | 221 | 2720.46 | 2720.46 | 1693.06 | 3992.39 | 1592.08 | 4355.27 | 2720.46 | 2720.46 | 1693.06 | 3992.39 | 1592.08 | 4355.27
| 222 | 222 | 2732.34 | 2732.34 | 1700.45 | 4009.82 | 1599.03 | 4374.28 | 2732.34 | 2732.34 | 1700.45 | 4009.82 | 1599.03 | 4374.28
| 223 | 223 | 2744.22 | 2744.22 | 1707.84 | 4027.25 | 1605.98 | 4393.29 | 2744.22 | 2744.22 | 1707.84 | 4027.25 | 1605.98 | 4393.29
| 224 | 224 | 2756.1 | 2756.1 | 1715.23 | 4044.68 | 1612.93 | 4412.3 | 2756.1 | 2756.1 | 1715.23 | 4044.68 | 1612.93 | 4412.3
| 225 | 225 | 2767.98 | 2767.98 | 1722.62 | 4062.11 | 1619.88 | 4431.31 | 2767.98 | 2767.98 | 1722.62 | 4062.11 | 1619.88 | 4431.31
| 226 | 226 | 2779.86 | 2779.86 | 1730.01 | 4079.54 | 1626.83 | 4450.32 | 2779.86 | 2779.86 | 1730.01 | 4079.54 | 1626.83 | 4450.32
| 227 | 227 | 2791.74 | 2791.74 | 1737.4 | 4096.97 | 1633.78 | 4469.33 | 2791.74 | 2791.74 | 1737.4 | 4096.97 | 1633.78 | 4469.33
| 228 | 228 | 2803.62 | 2803.62 | 1744.79 | 4114.4 | 1640.73 | 4488.34 | 2803.62 | 2803.62 | 1744.79 | 4114.4 | 1640.73 | 4488.34
| 229 | 229 | 2815.5 | 2815.5 | 1752.18 | 4131.83 | 1647.68 | 4507.35 | 2815.5 | 2815.5 | 1752.18 | 4131.83 | 1647.68 | 4507.35
| 230 | 230 | 2827.38 | 2827.38 | 1759.57 | 4149.26 | 1654.63 | 4526.36 | 2827.38 | 2827.38 | 1759.57 | 4149.26 | 1654.63 | 4526.36
| 231 | 231 | 2839.26 | 2839.26 | 1766.96 | 4166.69 | 1661.58 | 4545.37 | 2839.26 | 2839.26 | 1766.96 | 4166.69 | 1661.58 | 4545.37
| 232 | 232 | 2851.14 | 2851.14 | 1774.35 | 4184.12 | 1668.53 | 4564.38 | 2851.14 | 2851.14 | 1774.35 | 4184.12 | 1668.53 | 4564.38
| 233 | 233 | 2863.02 | 2863.02 | 1781.74 | 4201.55 | 1675.48 | 4583.39 | 2863.02 | 2863.02 | 1781.74 | 4201.55 | 1675.48 | 4583.39
| 234 | 234 | 2874.9 | 2874.9 | 1789.13 | 4218.98 | 1682.43 | 4602.4 | 2874.9 | 2874.9 | 1789.13 | 4218.98 | 1682.43 | 4602.4
| 235 | 235 | 2886.78 | 2886.78 | 1796.52 | 4236.41 | 1689.38 | 4621.41 | 2886.78 | 2886.78 | 1796.52 | 4236.41 | 1689.38 | 4621.41
| 236 | 236 | 2898.66 | 2898.66 | 1803.91 | 4253.84 | 1696.33 | 4640.42 | 2898.66 | 2898.66 | 1803.91 | 4253.84 | 1696.33 | 4640.42
| 237 | 237 | 2910.54 | 2910.54 | 1811.3 | 4271.27 | 1703.28 | 4659.43 | 2910.54 | 2910.54 | 1811.3 | 4271.27 | 1703.28 | 4659.43
| 238 | 238 | 2922.42 | 2922.42 | 1818.69 | 4288.7 | 1710.23 | 4678.44 | 2922.42 | 2922.42 | 1818.69 | 4288.7 | 1710.23 | 4678.44
| 239 | 239 | 2934.3 | 2934.3 | 1826.08 | 4306.13 | 1717.18 | 4697.45 | 2934.3 | 2934.3 | 1826.08 | 4306.13 | 1717.18 | 4697.45
| 240 | 240 | 2946.18 | 2946.18 | 1833.47 | 4323.56 | 1724.13 | 4716.46 | 2946.18 | 2946.18 | 1833.47 | 4323.56 | 1724.13 | 4716.46
| 241 | 241 | 2958.06 | 2958.06 | 1840.86 | 4340.99 | 1731.08 | 4735.47 | 2958.06 | 2958.06 | 1840.86 | 4340.99 | 1731.08 | 4735.47
| 242 | 242 | 2969.94 | 2969.94 | 1848.25 | 4358.42 | 1738.03 | 4754.48 | 2969.94 | 2969.94 | 1848.25 | 4358.42 | 1738.03 | 4754.48
| 243 | 243 | 2981.82 | 2981.82 | 1855.64 | 4375.85 | 1744.98 | 4773.49 | 2981.82 | 2981.82 | 1855.64 | 4375.85 | 1744.98 | 4773.49
| 244 | 244 | 2993.7 | 2993.7 | 1863.03 | 4393.28 | 1751.93 | 4792.5 | 2993.7 | 2993.7 | 1863.03 | 4393.28 | 1751.93 | 4792.5
| 245 | 245 | 3005.58 | 3005.58 | 1870.42 | 4410.71 | 1758.88 | 4811.51 | 3005.58 | 3005.58 | 1870.42 | 4410.71 | 1758.88 | 4811.51
| 246 | 246 | 3017.46 | 3017.46 | 1877.81 | 4428.14 | 1765.83 | 4830.52 | 3017.46 | 3017.46 | 1877.81 | 4428.14 | 1765.83 | 4830.52
| 247 | 247 | 3029.34 | 3029.34 | 1885.2 | 4445.57 | 1772.78 | 4849.53 | 3029.34 | 3029.34 | 1885.2 | 4445.57 | 1772.78 | 4849.53
| 248 | 248 | 3041.22 | 3041.22 | 1892.59 | 4463 | 1779.73 | 4868.54 | 3041.22 | 3041.22 | 1892.59 | 4463 | 1779.73 | 4868.54
| 249 | 249 | 3053.1 | 3053.1 | 1899.98 | 4480.43 | 1786.68 | 4887.55 | 3053.1 | 3053.1 | 1899.98 | 4480.43 | 1786.68 | 4887.55
| 250 | 250 | 3064.98 | 3064.98 | 1907.37 | 4497.86 | 1793.63 | 4906.56 | 3064.98 | 3064.98 | 1907.37 | 4497.86 | 1793.63 | 4906.56
| 251 | 251 | 3076.86 | 3076.86 | 1914.76 | 4515.29 | 1800.58 | 4925.57 | 3076.86 | 3076.86 | 1914.76 | 4515.29 | 1800.58 | 4925.57
| 252 | 252 | 3088.74 | 3088.74 | 1922.15 | 4532.72 | 1807.53 | 4944.58 | 3088.74 | 3088.74 | 1922.15 | 4532.72 | 1807.53 | 4944.58
| 253 | 253 | 3100.62 | 3100.62 | 1929.54 | 4550.15 | 1814.48 | 4963.59 | 3100.62 | 3100.62 | 1929.54 | 4550.15 | 1814.48 | 4963.59
| 254 | 254 | 3112.5 | 3112.5 | 1936.93 | 4567.58 | 1821.43 | 4982.6 | 3112.5 | 3112.5 | 1936.93 | 4567.58 | 1821.43 | 4982.6
| 255 | 255 | 3124.38 | 3124.38 | 1944.32 | 4585.01 | 1828.38 | 5001.61 | 3124.38 | 3124.38 | 1944.32 | 4585.01 | 1828.38 | 5001.61
| 256 | 256 | 3136.26 | 3136.26 | 1951.71 | 4602.44 | 1835.33 | 5020.62 | 3136.26 | 3136.26 | 1951.71 | 4602.44 | 1835.33 | 5020.62
| 257 | 257 | 3148.14 | 3148.14 | 1959.1 | 4619.87 | 1842.28 | 5039.63 | 3148.14 | 3148.14 | 1959.1 | 4619.87 | 1842.28 | 5039.63
| 258 | 258 | 3160.02 | 3160.02 | 1966.49 | 4637.3 | 1849.23 | 5058.64 | 3160.02 | 3160.02 | 1966.49 | 4637.3 | 1849.23 | 5058.64
| 259 | 259 | 3171.9 | 3171.9 | 1973.88 | 4654.73 | 1856.18 | 5077.65 | 3171.9 | 3171.9 | 1973.88 | 4654.73 | 1856.18 | 5077.65
| 260 | 260 | 3183.78 | 3183.78 | 1981.27 | 4672.16 | 1863.13 | 5096.66 | 3183.78 | 3183.78 | 1981.27 | 4672.16 | 1863.13 | 5096.66
| 261 | 261 | 3195.66 | 3195.66 | 1988.66 | 4689.59 | 1870.08 | 5115.67 | 3195.66 | 3195.66 | 1988.66 | 4689.59 | 1870.08 | 5115.67
| 262 | 262 | 3207.54 | 3207.54 | 1996.05 | 4707.02 | 1877.03 | 5134.68 | 3207.54 | 3207.54 | 1996.05 | 4707.02 | 1877.03 | 5134.68
| 263 | 263 | 3219.42 | 3219.42 | 2003.44 | 4724.45 | 1883.98 | 5153.69 | 3219.42 | 3219.42 | 2003.44 | 4724.45 | 1883.98 | 5153.69
| 264 | 264 | 3231.3 | 3231.3 | 2010.83 | 4741.88 | 1890.93 | 5172.7 | 3231.3 | 3231.3 | 2010.83 | 4741.88 | 1890.93 | 5172.7
| 265 | 265 | 3243.18 | 3243.18 | 2018.22 | 4759.31 | 1897.88 | 5191.71 | 3243.18 | 3243.18 | 2018.22 | 4759.31 | 1897.88 | 5191.71
| 266 | 266 | 3255.06 | 3255.06 | 2025.61 | 4776.74 | 1904.83 | 5210.72 | 3255.06 | 3255.06 | 2025.61 | 4776.74 | 1904.83 | 5210.72
| 267 | 267 | 3266.94 | 3266.94 | 2033 | 4794.17 | 1911.78 | 5229.73 | 3266.94 | 3266.94 | 2033 | 4794.17 | 1911.78 | 5229.73
| 268 | 268 | 3278.82 | 3278.82 | 2040.39 | 4811.6 | 1918.73 | 5248.74 | 3278.82 | 3278.82 | 2040.39 | 4811.6 | 1918.73 | 5248.74
| 269 | 269 | 3290.7 | 3290.7 | 2047.78 | 4829.03 | 1925.68 | 5267.75 | 3290.7 | 3290.7 | 2047.78 | 4829.03 | 1925.68 | 5267.75
| 270 | 270 | 3302.58 | 3302.58 | 2055.17 | 4846.46 | 1932.63 | 5286.76 | 3302.58 | 3302.58 | 2055.17 | 4846.46 | 1932.63 | 5286.76
| 271 | 271 | 3314.46 | 3314.46 | 2062.56 | 4863.89 | 1939.58 | 5305.77 | 3314.46 | 3314.46 | 2062.56 | 4863.89 | 1939.58 | 5305.77
| 272 | 272 | 3326.34 | 3326.34 | 2069.95 | 4881.32 | 1946.53 | 5324.78 | 3326.34 | 3326.34 | 2069.95 | 4881.32 | 1946.53 | 5324.78
| 273 | 273 | 3338.22 | 3338.22 | 2077.34 | 4898.75 | 1953.48 | 5343.79 | 3338.22 | 3338.22 | 2077.34 | 4898.75 | 1953.48 | 5343.79
| 274 | 274 | 3350.1 | 3350.1 | 2084.73 | 4916.18 | 1960.43 | 5362.8 | 3350.1 | 3350.1 | 2084.73 | 4916.18 | 1960.43 | 5362.8
| 275 | 275 | 3361.98 | 3361.98 | 2092.12 | 4933.61 | 1967.38 | 5381.81 | 3361.98 | 3361.98 | 2092.12 | 4933.61 | 1967.38 | 5381.81
| 276 | 276 | 3373.86 | 3373.86 | 2099.51 | 4951.04 | 1974.33 | 5400.82 | 3373.86 | 3373.86 | 2099.51 | 4951.04 | 1974.33 | 5400.82
| 277 | 277 | 3385.74 | 3385.74 | 2106.9 | 4968.47 | 1981.28 | 5419.83 | 3385.74 | 3385.74 | 2106.9 | 4968.47 | 1981.28 | 5419.83
| 278 | 278 | 3397.62 | 3397.62 | 2114.29 | 4985.9 | 1988.23 | 5438.84 | 3397.62 | 3397.62 | 2114.29 | 4985.9 | 1988.23 | 5438.84
| 279 | 279 | 3409.5 | 3409.5 | 2121.68 | 5003.33 | 1995.18 | 5457.85 | 3409.5 | 3409.5 | 2121.68 | 5003.33 | 1995.18 | 5457.85
| 280 | 280 | 3421.38 | 3421.38 | 2129.07 | 5020.76 | 2002.13 | 5476.86 | 3421.38 | 3421.38 | 2129.07 | 5020.76 | 2002.13 | 5476.86
| 281 | 281 | 3433.26 | 3433.26 | 2136.46 | 5038.19 | 2009.08 | 5495.87 | 3433.26 | 3433.26 | 2136.46 | 5038.19 | 2009.08 | 5495.87
| 282 | 282 | 3445.14 | 3445.14 | 2143.85 | 5055.62 | 2016.03 | 5514.88 | 3445.14 | 3445.14 | 2143.85 | 5055.62 | 2016.03 | 5514.88
| 283 | 283 | 3457.02 | 3457.02 | 2151.24 | 5073.05 | 2022.98 | 5533.89 | 3457.02 | 3457.02 | 2151.24 | 5073.05 | 2022.98 | 5533.89
| 284 | 284 | 3468.9 | 3468.9 | 2158.63 | 5090.48 | 2029.93 | 5552.9 | 3468.9 | 3468.9 | 2158.63 | 5090.48 | 2029.93 | 5552.9
| 285 | 285 | 3480.78 | 3480.78 | 2166.02 | 5107.91 | 2036.88 | 5571.91 | 3480.78 | 3480.78 | 2166.02 | 5107.91 | 2036.88 | 5571.91
| 286 | 286 | 3492.66 | 3492.66 | 2173.41 | 5125.34 | 2043.83 | 5590.92 | 3492.66 | 3492.66 | 2173.41 | 5125.34 | 2043.83 | 5590.92
| 287 | 287 | 3504.54 | 3504.54 | 2180.8 | 5142.77 | 2050.78 | 5609.93 | 3504.54 | 3504.54 | 2180.8 | 5142.77 | 2050.78 | 5609.93
| 288 | 288 | 3516.42 | 3516.42 | 2188.19 | 5160.2 | 2057.73 | 5628.94 | 3516.42 | 3516.42 | 2188.19 | 5160.2 | 2057.73 | 5628.94
| 289 | 289 | 3528.3 | 3528.3 | 2195.58 | 5177.63 | 2064.68 | 5647.95 | 3528.3 | 3528.3 | 2195.58 | 5177.63 | 2064.68 | 5647.95
| 290 | 290 | 3540.18 | 3540.18 | 2202.97 | 5195.06 | 2071.63 | 5666.96 | 3540.18 | 3540.18 | 2202.97 | 5195.06 | 2071.63 | 5666.96
| 291 | 291 | 3552.06 | 3552.06 | 2210.36 | 5212.49 | 2078.58 | 5685.97 | 3552.06 | 3552.06 | 2210.36 | 5212.49 | 2078.58 | 5685.97
| 292 | 292 | 3563.94 | 3563.94 | 2217.75 | 5229.92 | 2085.53 | 5704.98 | 3563.94 | 3563.94 | 2217.75 | 5229.92 | 2085.53 | 5704.98
| 293 | 293 | 3575.82 | 3575.82 | 2225.14 | 5247.35 | 2092.48 | 5723.99 | 3575.82 | 3575.82 | 2225.14 | 5247.35 | 2092.48 | 5723.99
| 294 | 294 | 3587.7 | 3587.7 | 2232.53 | 5264.78 | 2099.43 | 5743 | 3587.7 | 3587.7 | 2232.53 | 5264.78 | 2099.43 | 5743
| 295 | 295 | 3599.58 | 3599.58 | 2239.92 | 5282.21 | 2106.38 | 5762.01 | 3599.58 | 3599.58 | 2239.92 | 5282.21 | 2106.38 | 5762.01
| 296 | 296 | 3611.46 | 3611.46 | 2247.31 | 5299.64 | 2113.33 | 5781.02 | 3611.46 | 3611.46 | 2247.31 | 5299.64 | 2113.33 | 5781.02
| 297 | 297 | 3623.34 | 3623.34 | 2254.7 | 5317.07 | 2120.28 | 5800.03 | 3623.34 | 3623.34 | 2254.7 | 5317.07 | 2120.28 | 5800.03
| 298 | 298 | 3635.22 | 3635.22 | 2262.09 | 5334.5 | 2127.23 | 5819.04 | 3635.22 | 3635.22 | 2262.09 | 5334.5 | 2127.23 | 5819.04
| 299 | 299 | 3647.1 | 3647.1 | 2269.48 | 5351.93 | 2134.18 | 5838.05 | 3647.1 | 3647.1 | 2269.48 | 5351.93 | 2134.18 | 5838.05
| 300 | 300 | 3658.98 | 3658.98 | 2276.87 | 5369.36 | 2141.13 | 5857.06 | 3658.98 | 3658.98 | 2276.87 | 5369.36 | 2141.13 | 5857.06
| 301 | 301 | 3670.86 | 3670.86 | 2284.26 | 5386.79 | 2148.08 | 5876.07 | 3670.86 | 3670.86 | 2284.26 | 5386.79 | 2148.08 | 5876.07
| 302 | 302 | 3682.74 | 3682.74 | 2291.65 | 5404.22 | 2155.03 | 5895.08 | 3682.74 | 3682.74 | 2291.65 | 5404.22 | 2155.03 | 5895.08
| 303 | 303 | 3694.62 | 3694.62 | 2299.04 | 5421.65 | 2161.98 | 5914.09 | 3694.62 | 3694.62 | 2299.04 | 5421.65 | 2161.98 | 5914.09
| 304 | 304 | 3706.5 | 3706.5 | 2306.43 | 5439.08 | 2168.93 | 5933.1 | 3706.5 | 3706.5 | 2306.43 | 5439.08 | 2168.93 | 5933.1
| 305 | 305 | 3718.38 | 3718.38 | 2313.82 | 5456.51 | 2175.88 | 5952.11 | 3718.38 | 3718.38 | 2313.82 | 5456.51 | 2175.88 | 5952.11
| 306 | 306 | 3730.26 | 3730.26 | 2321.21 | 5473.94 | 2182.83 | 5971.12 | 3730.26 | 3730.26 | 2321.21 | 5473.94 | 2182.83 | 5971.12
| 307 | 307 | 3742.14 | 3742.14 | 2328.6 | 5491.37 | 2189.78 | 5990.13 | 3742.14 | 3742.14 | 2328.6 | 5491.37 | 2189.78 | 5990.13
| 308 | 308 | 3754.02 | 3754.02 | 2335.99 | 5508.8 | 2196.73 | 6009.14 | 3754.02 | 3754.02 | 2335.99 | 5508.8 | 2196.73 | 6009.14
| 309 | 309 | 3765.9 | 3765.9 | 2343.38 | 5526.23 | 2203.68 | 6028.15 | 3765.9 | 3765.9 | 2343.38 | 5526.23 | 2203.68 | 6028.15
| 310 | 310 | 3777.78 | 3777.78 | 2350.77 | 5543.66 | 2210.63 | 6047.16 | 3777.78 | 3777.78 | 2350.77 | 5543.66 | 2210.63 | 6047.16
| 311 | 311 | 3789.66 | 3789.66 | 2358.16 | 5561.09 | 2217.58 | 6066.17 | 3789.66 | 3789.66 | 2358.16 | 5561.09 | 2217.58 | 6066.17
| 312 | 312 | 3801.54 | 3801.54 | 2365.55 | 5578.52 | 2224.53 | 6085.18 | 3801.54 | 3801.54 | 2365.55 | 5578.52 | 2224.53 | 6085.18
| 313 | 313 | 3813.42 | 3813.42 | 2372.94 | 5595.95 | 2231.48 | 6104.19 | 3813.42 | 3813.42 | 2372.94 | 5595.95 | 2231.48 | 6104.19
| 314 | 314 | 3825.3 | 3825.3 | 2380.33 | 5613.38 | 2238.43 | 6123.2 | 3825.3 | 3825.3 | 2380.33 | 5613.38 | 2238.43 | 6123.2
| 315 | 315 | 3837.18 | 3837.18 | 2387.72 | 5630.81 | 2245.38 | 6142.21 | 3837.18 | 3837.18 | 2387.72 | 5630.81 | 2245.38 | 6142.21
| 316 | 316 | 3849.06 | 3849.06 | 2395.11 | 5648.24 | 2252.33 | 6161.22 | 3849.06 | 3849.06 | 2395.11 | 5648.24 | 2252.33 | 6161.22
| 317 | 317 | 3860.94 | 3860.94 | 2402.5 | 5665.67 | 2259.28 | 6180.23 | 3860.94 | 3860.94 | 2402.5 | 5665.67 | 2259.28 | 6180.23
| 318 | 318 | 3872.82 | 3872.82 | 2409.89 | 5683.1 | 2266.23 | 6199.24 | 3872.82 | 3872.82 | 2409.89 | 5683.1 | 2266.23 | 6199.24
| 319 | 319 | 3884.7 | 3884.7 | 2417.28 | 5700.53 | 2273.18 | 6218.25 | 3884.7 | 3884.7 | 2417.28 | 5700.53 | 2273.18 | 6218.25
| 320 | 320 | 3896.58 | 3896.58 | 2424.67 | 5717.96 | 2280.13 | 6237.26 | 3896.58 | 3896.58 | 2424.67 | 5717.96 | 2280.13 | 6237.26
| 321 | 321 | 3908.46 | 3908.46 | 2432.06 | 5735.39 | 2287.08 | 6256.27 | 3908.46 | 3908.46 | 2432.06 | 5735.39 | 2287.08 | 6256.27
| 322 | 322 | 3920.34 | 3920.34 | 2439.45 | 5752.82 | 2294.03 | 6275.28 | 3920.34 | 3920.34 | 2439.45 | 5752.82 | 2294.03 | 6275.28
| 323 | 323 | 3932.22 | 3932.22 | 2446.84 | 5770.25 | 2300.98 | 6294.29 | 3932.22 | 3932.22 | 2446.84 | 5770.25 | 2300.98 | 6294.29
| 324 | 324 | 3944.1 | 3944.1 | 2454.23 | 5787.68 | 2307.93 | 6313.3 | 3944.1 | 3944.1 | 2454.23 | 5787.68 | 2307.93 | 6313.3
| 325 | 325 | 3955.98 | 3955.98 | 2461.62 | 5805.11 | 2314.88 | 6332.31 | 3955.98 | 3955.98 | 2461.62 | 5805.11 | 2314.88 | 6332.31
| 326 | 326 | 3967.86 | 3967.86 | 2469.01 | 5822.54 | 2321.83 | 6351.32 | 3967.86 | 3967.86 | 2469.01 | 5822.54 | 2321.83 | 6351.32
| 327 | 327 | 3979.74 | 3979.74 | 2476.4 | 5839.97 | 2328.78 | 6370.33 | 3979.74 | 3979.74 | 2476.4 | 5839.97 | 2328.78 | 6370.33
| 328 | 328 | 3991.62 | 3991.62 | 2483.79 | 5857.4 | 2335.73 | 6389.34 | 3991.62 | 3991.62 | 2483.79 | 5857.4 | 2335.73 | 6389.34
| 329 | 329 | 4003.5 | 4003.5 | 2491.18 | 5874.83 | 2342.68 | 6408.35 | 4003.5 | 4003.5 | 2491.18 | 5874.83 | 2342.68 | 6408.35
| 330 | 330 | 4015.38 | 4015.38 | 2498.57 | 5892.26 | 2349.63 | 6427.36 | 4015.38 | 4015.38 | 2498.57 | 5892.26 | 2349.63 | 6427.36
| 331 | 331 | 4027.26 | 4027.26 | 2505.96 | 5909.69 | 2356.58 | 6446.37 | 4027.26 | 4027.26 | 2505.96 | 5909.69 | 2356.58 | 6446.37
| 332 | 332 | 4039.14 | 4039.14 | 2513.35 | 5927.12 | 2363.53 | 6465.38 | 4039.14 | 4039.14 | 2513.35 | 5927.12 | 2363.53 | 6465.38
| 333 | 333 | 4051.02 | 4051.02 | 2520.74 | 5944.55 | 2370.48 | 6484.39 | 4051.02 | 4051.02 | 2520.74 | 5944.55 | 2370.48 | 6484.39
| 334 | 334 | 4062.9 | 4062.9 | 2528.13 | 5961.98 | 2377.43 | 6503.4 | 4062.9 | 4062.9 | 2528.13 | 5961.98 | 2377.43 | 6503.4
| 335 | 335 | 4074.78 | 4074.78 | 2535.52 | 5979.41 | 2384.38 | 6522.41 | 4074.78 | 4074.78 | 2535.52 | 5979.41 | 2384.38 | 6522.41
| 336 | 336 | 4086.66 | 4086.66 | 2542.91 | 5996.84 | 2391.33 | 6541.42 | 4086.66 | 4086.66 | 2542.91 | 5996.84 | 2391.33 | 6541.42
| 337 | 337 | 4098.54 | 4098.54 | 2550.3 | 6014.27 | 2398.28 | 6560.43 | 4098.54 | 4098.54 | 2550.3 | 6014.27 | 2398.28 | 6560.43
| 338 | 338 | 4110.42 | 4110.42 | 2557.69 | 6031.7 | 2405.23 | 6579.44 | 4110.42 | 4110.42 | 2557.69 | 6031.7 | 2405.23 | 6579.44
| 339 | 339 | 4122.3 | 4122.3 | 2565.08 | 6049.13 | 2412.18 | 6598.45 | 4122.3 | 4122.3 | 2565.08 | 6049.13 | 2412.18 | 6598.45
| 340 | 340 | 4134.18 | 4134.18 | 2572.47 | 6066.56 | 2419.13 | 6617.46 | 4134.18 | 4134.18 | 2572.47 | 6066.56 | 2419.13 | 6617.46
| 341 | 341 | 4146.06 | 4146.06 | 2579.86 | 6083.99 | 2426.08 | 6636.47 | 4146.06 | 4146.06 | 2579.86 | 6083.99 | 2426.08 | 6636.47
| 342 | 342 | 4157.94 | 4157.94 | 2587.25 | 6101.42 | 2433.03 | 6655.48 | 4157.94 | 4157.94 | 2587.25 | 6101.42 | 2433.03 | 6655.48
| 343 | 343 | 4169.82 | 4169.82 | 2594.64 | 6118.85 | 2439.98 | 6674.49 | 4169.82 | 4169.82 | 2594.64 | 6118.85 | 2439.98 | 6674.49
| 344 | 344 | 4181.7 | 4181.7 | 2602.03 | 6136.28 | 2446.93 | 6693.5 | 4181.7 | 4181.7 | 2602.03 | 6136.28 | 2446.93 | 6693.5
| 345 | 345 | 4193.58 | 4193.58 | 2609.42 | 6153.71 | 2453.88 | 6712.51 | 4193.58 | 4193.58 | 2609.42 | 6153.71 | 2453.88 | 6712.51
| 346 | 346 | 4205.46 | 4205.46 | 2616.81 | 6171.14 | 2460.83 | 6731.52 | 4205.46 | 4205.46 | 2616.81 | 6171.14 | 2460.83 | 6731.52
| 347 | 347 | 4217.34 | 4217.34 | 2624.2 | 6188.57 | 2467.78 | 6750.53 | 4217.34 | 4217.34 | 2624.2 | 6188.57 | 2467.78 | 6750.53
| 348 | 348 | 4229.22 | 4229.22 | 2631.59 | 6206 | 2474.73 | 6769.54 | 4229.22 | 4229.22 | 2631.59 | 6206 | 2474.73 | 6769.54
| 349 | 349 | 4241.1 | 4241.1 | 2638.98 | 6223.43 | 2481.68 | 6788.55 | 4241.1 | 4241.1 | 2638.98 | 6223.43 | 2481.68 | 6788.55
| 350 | 350 | 4252.98 | 4252.98 | 2646.37 | 6240.86 | 2488.63 | 6807.56 | 4252.98 | 4252.98 | 2646.37 | 6240.86 | 2488.63 | 6807.56
| 351 | 351 | 4264.86 | 4264.86 | 2653.76 | 6258.29 | 2495.58 | 6826.57 | 4264.86 | 4264.86 | 2653.76 | 6258.29 | 2495.58 | 6826.57
| 352 | 352 | 4276.74 | 4276.74 | 2661.15 | 6275.72 | 2502.53 | 6845.58 | 4276.74 | 4276.74 | 2661.15 | 6275.72 | 2502.53 | 6845.58
| 353 | 353 | 4288.62 | 4288.62 | 2668.54 | 6293.15 | 2509.48 | 6864.59 | 4288.62 | 4288.62 | 2668.54 | 6293.15 | 2509.48 | 6864.59
| 354 | 354 | 4300.5 | 4300.5 | 2675.93 | 6310.58 | 2516.43 | 6883.6 | 4300.5 | 4300.5 | 2675.93 | 6310.58 | 2516.43 | 6883.6
| 355 | 355 | 4312.38 | 4312.38 | 2683.32 | 6328.01 | 2523.38 | 6902.61 | 4312.38 | 4312.38 | 2683.32 | 6328.01 | 2523.38 | 6902.61
| 356 | 356 | 4324.26 | 4324.26 | 2690.71 | 6345.44 | 2530.33 | 6921.62 | 4324.26 | 4324.26 | 2690.71 | 6345.44 | 2530.33 | 6921.62
| 357 | 357 | 4336.14 | 4336.14 | 2698.1 | 6362.87 | 2537.28 | 6940.63 | 4336.14 | 4336.14 | 2698.1 | 6362.87 | 2537.28 | 6940.63
| 358 | 358 | 4348.02 | 4348.02 | 2705.49 | 6380.3 | 2544.23 | 6959.64 | 4348.02 | 4348.02 | 2705.49 | 6380.3 | 2544.23 | 6959.64
| 359 | 359 | 4359.9 | 4359.9 | 2712.88 | 6397.73 | 2551.18 | 6978.65 | 4359.9 | 4359.9 | 2712.88 | 6397.73 | 2551.18 | 6978.65
| 360 | 360 | 4371.78 | 4371.78 | 2720.27 | 6415.16 | 2558.13 | 6997.66 | 4371.78 | 4371.78 | 2720.27 | 6415.16 | 2558.13 | 6997.66
| 361 | 361 | 4383.66 | 4383.66 | 2727.66 | 6432.59 | 2565.08 | 7016.67 | 4383.66 | 4383.66 | 2727.66 | 6432.59 | 2565.08 | 7016.67
| 362 | 362 | 4395.54 | 4395.54 | 2735.05 | 6450.02 | 2572.03 | 7035.68 | 4395.54 | 4395.54 | 2735.05 | 6450.02 | 2572.03 | 7035.68
| 363 | 363 | 4407.42 | 4407.42 | 2742.44 | 6467.45 | 2578.98 | 7054.69 | 4407.42 | 4407.42 | 2742.44 | 6467.45 | 2578.98 | 7054.69
| 364 | 364 | 4419.3 | 4419.3 | 2749.83 | 6484.88 | 2585.93 | 7073.7 | 4419.3 | 4419.3 | 2749.83 | 6484.88 | 2585.93 | 7073.7
| 365 | 365 | 4431.18 | 4431.18 | 2757.22 | 6502.31 | 2592.88 | 7092.71 | 4431.18 | 4431.18 | 2757.22 | 6502.31 | 2592.88 | 7092.71
| 366 | 366 | 4443.06 | 4443.06 | 2764.61 | 6519.74 | 2599.83 | 7111.72 | 4443.06 | 4443.06 | 2764.61 | 6519.74 | 2599.83 | 7111.72
| 367 | 367 | 4454.94 | 4454.94 | 2772 | 6537.17 | 2606.78 | 7130.73 | 4454.94 | 4454.94 | 2772 | 6537.17 | 2606.78 | 7130.73
| 368 | 368 | 4466.82 | 4466.82 | 2779.39 | 6554.6 | 2613.73 | 7149.74 | 4466.82 | 4466.82 | 2779.39 | 6554.6 | 2613.73 | 7149.74
| 369 | 369 | 4478.7 | 4478.7 | 2786.78 | 6572.03 | 2620.68 | 7168.75 | 4478.7 | 4478.7 | 2786.78 | 6572.03 | 2620.68 | 7168.75
| 370 | 370 | 4490.58 | 4490.58 | 2794.17 | 6589.46 | 2627.63 | 7187.76 | 4490.58 | 4490.58 | 2794.17 | 6589.46 | 2627.63 | 7187.76
| 371 | 371 | 4502.46 | 4502.46 | 2801.56 | 6606.89 | 2634.58 | 7206.77 | 4502.46 | 4502.46 | 2801.56 | 6606.89 | 2634.58 | 7206.77
| 372 | 372 | 4514.34 | 4514.34 | 2808.95 | 6624.32 | 2641.53 | 7225.78 | 4514.34 | 4514.34 | 2808.95 | 6624.32 | 2641.53 | 7225.78
| 373 | 373 | 4526.22 | 4526.22 | 2816.34 | 6641.75 | 2648.48 | 7244.79 | 4526.22 | 4526.22 | 2816.34 | 6641.75 | 2648.48 | 7244.79
| 374 | 374 | 4538.1 | 4538.1 | 2823.73 | 6659.18 | 2655.43 | 7263.8 | 4538.1 | 4538.1 | 2823.73 | 6659.18 | 2655.43 | 7263.8
| 375 | 375 | 4549.98 | 4549.98 | 2831.12 | 6676.61 | 2662.38 | 7282.81 | 4549.98 | 4549.98 | 2831.12 | 6676.61 | 2662.38 | 7282.81
| 376 | 376 | 4561.86 | 4561.86 | 2838.51 | 6694.04 | 2669.33 | 7301.82 | 4561.86 | 4561.86 | 2838.51 | 6694.04 | 2669.33 | 7301.82
| 377 | 377 | 4573.74 | 4573.74 | 2845.9 | 6711.47 | 2676.28 | 7320.83 | 4573.74 | 4573.74 | 2845.9 | 6711.47 | 2676.28 | 7320.83
| 378 | 378 | 4585.62 | 4585.62 | 2853.29 | 6728.9 | 2683.23 | 7339.84 | 4585.62 | 4585.62 | 2853.29 | 6728.9 | 2683.23 | 7339.84
| 379 | 379 | 4597.5 | 4597.5 | 2860.68 | 6746.33 | 2690.18 | 7358.85 | 4597.5 | 4597.5 | 2860.68 | 6746.33 | 2690.18 | 7358.85
| 380 | 380 | 4609.38 | 4609.38 | 2868.07 | 6763.76 | 2697.13 | 7377.86 | 4609.38 | 4609.38 | 2868.07 | 6763.76 | 2697.13 | 7377.86
| 381 | 381 | 4621.26 | 4621.26 | 2875.46 | 6781.19 | 2704.08 | 7396.87 | 4621.26 | 4621.26 | 2875.46 | 6781.19 | 2704.08 | 7396.87
| 382 | 382 | 4633.14 | 4633.14 | 2882.85 | 6798.62 | 2711.03 | 7415.88 | 4633.14 | 4633.14 | 2882.85 | 6798.62 | 2711.03 | 7415.88
| 383 | 383 | 4645.02 | 4645.02 | 2890.24 | 6816.05 | 2717.98 | 7434.89 | 4645.02 | 4645.02 | 2890.24 | 6816.05 | 2717.98 | 7434.89
| 384 | 384 | 4656.9 | 4656.9 | 2897.63 | 6833.48 | 2724.93 | 7453.9 | 4656.9 | 4656.9 | 2897.63 | 6833.48 | 2724.93 | 7453.9
| 385 | 385 | 4668.78 | 4668.78 | 2905.02 | 6850.91 | 2731.88 | 7472.91 | 4668.78 | 4668.78 | 2905.02 | 6850.91 | 2731.88 | 7472.91
| 386 | 386 | 4680.66 | 4680.66 | 2912.41 | 6868.34 | 2738.83 | 7491.92 | 4680.66 | 4680.66 | 2912.41 | 6868.34 | 2738.83 | 7491.92
| 387 | 387 | 4692.54 | 4692.54 | 2919.8 | 6885.77 | 2745.78 | 7510.93 | 4692.54 | 4692.54 | 2919.8 | 6885.77 | 2745.78 | 7510.93
| 388 | 388 | 4704.42 | 4704.42 | 2927.19 | 6903.2 | 2752.73 | 7529.94 | 4704.42 | 4704.42 | 2927.19 | 6903.2 | 2752.73 | 7529.94
| 389 | 389 | 4716.3 | 4716.3 | 2934.58 | 6920.63 | 2759.68 | 7548.95 | 4716.3 | 4716.3 | 2934.58 | 6920.63 | 2759.68 | 7548.95
| 390 | 390 | 4728.18 | 4728.18 | 2941.97 | 6938.06 | 2766.63 | 7567.96 | 4728.18 | 4728.18 | 2941.97 | 6938.06 | 2766.63 | 7567.96
| 391 | 391 | 4740.06 | 4740.06 | 2949.36 | 6955.49 | 2773.58 | 7586.97 | 4740.06 | 4740.06 | 2949.36 | 6955.49 | 2773.58 | 7586.97
| 392 | 392 | 4751.94 | 4751.94 | 2956.75 | 6972.92 | 2780.53 | 7605.98 | 4751.94 | 4751.94 | 2956.75 | 6972.92 | 2780.53 | 7605.98
| 393 | 393 | 4763.82 | 4763.82 | 2964.14 | 6990.35 | 2787.48 | 7624.99 | 4763.82 | 4763.82 | 2964.14 | 6990.35 | 2787.48 | 7624.99
| 394 | 394 | 4775.7 | 4775.7 | 2971.53 | 7007.78 | 2794.43 | 7644 | 4775.7 | 4775.7 | 2971.53 | 7007.78 | 2794.43 | 7644
| 395 | 395 | 4787.58 | 4787.58 | 2978.92 | 7025.21 | 2801.38 | 7663.01 | 4787.58 | 4787.58 | 2978.92 | 7025.21 | 2801.38 | 7663.01
| 396 | 396 | 4799.46 | 4799.46 | 2986.31 | 7042.64 | 2808.33 | 7682.02 | 4799.46 | 4799.46 | 2986.31 | 7042.64 | 2808.33 | 7682.02
| 397 | 397 | 4811.34 | 4811.34 | 2993.7 | 7060.07 | 2815.28 | 7701.03 | 4811.34 | 4811.34 | 2993.7 | 7060.07 | 2815.28 | 7701.03
| 398 | 398 | 4823.22 | 4823.22 | 3001.09 | 7077.5 | 2822.23 | 7720.04 | 4823.22 | 4823.22 | 3001.09 | 7077.5 | 2822.23 | 7720.04
| 399 | 399 | 4835.1 | 4835.1 | 3008.48 | 7094.93 | 2829.18 | 7739.05 | 4835.1 | 4835.1 | 3008.48 | 7094.93 | 2829.18 | 7739.05
| 400 | 400 | 4846.98 | 4846.98 | 3015.87 | 7112.36 | 2836.13 | 7758.06 | 4846.98 | 4846.98 | 3015.87 | 7112.36 | 2836.13 | 7758.06
| 401 | 401 | 4858.86 | 4858.86 | 3023.26 | 7129.79 | 2843.08 | 7777.07 | 4858.86 | 4858.86 | 3023.26 | 7129.79 | 2843.08 | 7777.07
| 402 | 402 | 4870.74 | 4870.74 | 3030.65 | 7147.22 | 2850.03 | 7796.08 | 4870.74 | 4870.74 | 3030.65 | 7147.22 | 2850.03 | 7796.08
| 403 | 403 | 4882.62 | 4882.62 | 3038.04 | 7164.65 | 2856.98 | 7815.09 | 4882.62 | 4882.62 | 3038.04 | 7164.65 | 2856.98 | 7815.09
| 404 | 404 | 4894.5 | 4894.5 | 3045.43 | 7182.08 | 2863.93 | 7834.1 | 4894.5 | 4894.5 | 3045.43 | 7182.08 | 2863.93 | 7834.1
| 405 | 405 | 4906.38 | 4906.38 | 3052.82 | 7199.51 | 2870.88 | 7853.11 | 4906.38 | 4906.38 | 3052.82 | 7199.51 | 2870.88 | 7853.11
| 406 | 406 | 4918.26 | 4918.26 | 3060.21 | 7216.94 | 2877.83 | 7872.12 | 4918.26 | 4918.26 | 3060.21 | 7216.94 | 2877.83 | 7872.12
| 407 | 407 | 4930.14 | 4930.14 | 3067.6 | 7234.37 | 2884.78 | 7891.13 | 4930.14 | 4930.14 | 3067.6 | 7234.37 | 2884.78 | 7891.13
| 408 | 408 | 4942.02 | 4942.02 | 3074.99 | 7251.8 | 2891.73 | 7910.14 | 4942.02 | 4942.02 | 3074.99 | 7251.8 | 2891.73 | 7910.14
| 409 | 409 | 4953.9 | 4953.9 | 3082.38 | 7269.23 | 2898.68 | 7929.15 | 4953.9 | 4953.9 | 3082.38 | 7269.23 | 2898.68 | 7929.15
| 410 | 410 | 4965.78 | 4965.78 | 3089.77 | 7286.66 | 2905.63 | 7948.16 | 4965.78 | 4965.78 | 3089.77 | 7286.66 | 2905.63 | 7948.16
| 411 | 411 | 4977.66 | 4977.66 | 3097.16 | 7304.09 | 2912.58 | 7967.17 | 4977.66 | 4977.66 | 3097.16 | 7304.09 | 2912.58 | 7967.17
| 412 | 412 | 4989.54 | 4989.54 | 3104.55 | 7321.52 | 2919.53 | 7986.18 | 4989.54 | 4989.54 | 3104.55 | 7321.52 | 2919.53 | 7986.18
| 413 | 413 | 5001.42 | 5001.42 | 3111.94 | 7338.95 | 2926.48 | 8005.19 | 5001.42 | 5001.42 | 3111.94 | 7338.95 | 2926.48 | 8005.19
| 414 | 414 | 5013.3 | 5013.3 | 3119.33 | 7356.38 | 2933.43 | 8024.2 | 5013.3 | 5013.3 | 3119.33 | 7356.38 | 2933.43 | 8024.2
| 415 | 415 | 5025.18 | 5025.18 | 3126.72 | 7373.81 | 2940.38 | 8043.21 | 5025.18 | 5025.18 | 3126.72 | 7373.81 | 2940.38 | 8043.21
| 416 | 416 | 5037.06 | 5037.06 | 3134.11 | 7391.24 | 2947.33 | 8062.22 | 5037.06 | 5037.06 | 3134.11 | 7391.24 | 2947.33 | 8062.22
| 417 | 417 | 5048.94 | 5048.94 | 3141.5 | 7408.67 | 2954.28 | 8081.23 | 5048.94 | 5048.94 | 3141.5 | 7408.67 | 2954.28 | 8081.23
| 418 | 418 | 5060.82 | 5060.82 | 3148.89 | 7426.1 | 2961.23 | 8100.24 | 5060.82 | 5060.82 | 3148.89 | 7426.1 | 2961.23 | 8100.24
| 419 | 419 | 5072.7 | 5072.7 | 3156.28 | 7443.53 | 2968.18 | 8119.25 | 5072.7 | 5072.7 | 3156.28 | 7443.53 | 2968.18 | 8119.25
| 420 | 420 | 5084.58 | 5084.58 | 3163.67 | 7460.96 | 2975.13 | 8138.26 | 5084.58 | 5084.58 | 3163.67 | 7460.96 | 2975.13 | 8138.26
| 421 | 421 | 5096.46 | 5096.46 | 3171.06 | 7478.39 | 2982.08 | 8157.27 | 5096.46 | 5096.46 | 3171.06 | 7478.39 | 2982.08 | 8157.27
| 422 | 422 | 5108.34 | 5108.34 | 3178.45 | 7495.82 | 2989.03 | 8176.28 | 5108.34 | 5108.34 | 3178.45 | 7495.82 | 2989.03 | 8176.28
| 423 | 423 | 5120.22 | 5120.22 | 3185.84 | 7513.25 | 2995.98 | 8195.29 | 5120.22 | 5120.22 | 3185.84 | 7513.25 | 2995.98 | 8195.29
| 424 | 424 | 5132.1 | 5132.1 | 3193.23 | 7530.68 | 3002.93 | 8214.3 | 5132.1 | 5132.1 | 3193.23 | 7530.68 | 3002.93 | 8214.3
| 425 | 425 | 5143.98 | 5143.98 | 3200.62 | 7548.11 | 3009.88 | 8233.31 | 5143.98 | 5143.98 | 3200.62 | 7548.11 | 3009.88 | 8233.31
| 426 | 426 | 5155.86 | 5155.86 | 3208.01 | 7565.54 | 3016.83 | 8252.32 | 5155.86 | 5155.86 | 3208.01 | 7565.54 | 3016.83 | 8252.32
| 427 | 427 | 5167.74 | 5167.74 | 3215.4 | 7582.97 | 3023.78 | 8271.33 | 5167.74 | 5167.74 | 3215.4 | 7582.97 | 3023.78 | 8271.33
| 428 | 428 | 5179.62 | 5179.62 | 3222.79 | 7600.4 | 3030.73 | 8290.34 | 5179.62 | 5179.62 | 3222.79 | 7600.4 | 3030.73 | 8290.34
| 429 | 429 | 5191.5 | 5191.5 | 3230.18 | 7617.83 | 3037.68 | 8309.35 | 5191.5 | 5191.5 | 3230.18 | 7617.83 | 3037.68 | 8309.35
| 430 | 430 | 5203.38 | 5203.38 | 3237.57 | 7635.26 | 3044.63 | 8328.36 | 5203.38 | 5203.38 | 3237.57 | 7635.26 | 3044.63 | 8328.36
| 431 | 431 | 5215.26 | 5215.26 | 3244.96 | 7652.69 | 3051.58 | 8347.37 | 5215.26 | 5215.26 | 3244.96 | 7652.69 | 3051.58 | 8347.37
| 432 | 432 | 5227.14 | 5227.14 | 3252.35 | 7670.12 | 3058.53 | 8366.38 | 5227.14 | 5227.14 | 3252.35 | 7670.12 | 3058.53 | 8366.38
| 433 | 433 | 5239.02 | 5239.02 | 3259.74 | 7687.55 | 3065.48 | 8385.39 | 5239.02 | 5239.02 | 3259.74 | 7687.55 | 3065.48 | 8385.39
| 434 | 434 | 5250.9 | 5250.9 | 3267.13 | 7704.98 | 3072.43 | 8404.4 | 5250.9 | 5250.9 | 3267.13 | 7704.98 | 3072.43 | 8404.4
| 435 | 435 | 5262.78 | 5262.78 | 3274.52 | 7722.41 | 3079.38 | 8423.41 | 5262.78 | 5262.78 | 3274.52 | 7722.41 | 3079.38 | 8423.41
| 436 | 436 | 5274.66 | 5274.66 | 3281.91 | 7739.84 | 3086.33 | 8442.42 | 5274.66 | 5274.66 | 3281.91 | 7739.84 | 3086.33 | 8442.42
| 437 | 437 | 5286.54 | 5286.54 | 3289.3 | 7757.27 | 3093.28 | 8461.43 | 5286.54 | 5286.54 | 3289.3 | 7757.27 | 3093.28 | 8461.43
| 438 | 438 | 5298.42 | 5298.42 | 3296.69 | 7774.7 | 3100.23 | 8480.44 | 5298.42 | 5298.42 | 3296.69 | 7774.7 | 3100.23 | 8480.44
| 439 | 439 | 5310.3 | 5310.3 | 3304.08 | 7792.13 | 3107.18 | 8499.45 | 5310.3 | 5310.3 | 3304.08 | 7792.13 | 3107.18 | 8499.45
| 440 | 440 | 5322.18 | 5322.18 | 3311.47 | 7809.56 | 3114.13 | 8518.46 | 5322.18 | 5322.18 | 3311.47 | 7809.56 | 3114.13 | 8518.46
| 441 | 441 | 5334.06 | 5334.06 | 3318.86 | 7826.99 | 3121.08 | 8537.47 | 5334.06 | 5334.06 | 3318.86 | 7826.99 | 3121.08 | 8537.47
| 442 | 442 | 5345.94 | 5345.94 | 3326.25 | 7844.42 | 3128.03 | 8556.48 | 5345.94 | 5345.94 | 3326.25 | 7844.42 | 3128.03 | 8556.48
| 443 | 443 | 5357.82 | 5357.82 | 3333.64 | 7861.85 | 3134.98 | 8575.49 | 5357.82 | 5357.82 | 3333.64 | 7861.85 | 3134.98 | 8575.49
| 444 | 444 | 5369.7 | 5369.7 | 3341.03 | 7879.28 | 3141.93 | 8594.5 | 5369.7 | 5369.7 | 3341.03 | 7879.28 | 3141.93 | 8594.5
| 445 | 445 | 5381.58 | 5381.58 | 3348.42 | 7896.71 | 3148.88 | 8613.51 | 5381.58 | 5381.58 | 3348.42 | 7896.71 | 3148.88 | 8613.51
| 446 | 446 | 5393.46 | 5393.46 | 3355.81 | 7914.14 | 3155.83 | 8632.52 | 5393.46 | 5393.46 | 3355.81 | 7914.14 | 3155.83 | 8632.52
| 447 | 447 | 5405.34 | 5405.34 | 3363.2 | 7931.57 | 3162.78 | 8651.53 | 5405.34 | 5405.34 | 3363.2 | 7931.57 | 3162.78 | 8651.53
| 448 | 448 | 5417.22 | 5417.22 | 3370.59 | 7949 | 3169.73 | 8670.54 | 5417.22 | 5417.22 | 3370.59 | 7949 | 3169.73 | 8670.54
| 449 | 449 | 5429.1 | 5429.1 | 3377.98 | 7966.43 | 3176.68 | 8689.55 | 5429.1 | 5429.1 | 3377.98 | 7966.43 | 3176.68 | 8689.55
| 450 | 450 | 5440.98 | 5440.98 | 3385.37 | 7983.86 | 3183.63 | 8708.56 | 5440.98 | 5440.98 | 3385.37 | 7983.86 | 3183.63 | 8708.56
| 451 | 451 | 5452.86 | 5452.86 | 3392.76 | 8001.29 | 3190.58 | 8727.57 | 5452.86 | 5452.86 | 3392.76 | 8001.29 | 3190.58 | 8727.57
| 452 | 452 | 5464.74 | 5464.74 | 3400.15 | 8018.72 | 3197.53 | 8746.58 | 5464.74 | 5464.74 | 3400.15 | 8018.72 | 3197.53 | 8746.58
| 453 | 453 | 5476.62 | 5476.62 | 3407.54 | 8036.15 | 3204.48 | 8765.59 | 5476.62 | 5476.62 | 3407.54 | 8036.15 | 3204.48 | 8765.59
| 454 | 454 | 5488.5 | 5488.5 | 3414.93 | 8053.58 | 3211.43 | 8784.6 | 5488.5 | 5488.5 | 3414.93 | 8053.58 | 3211.43 | 8784.6
| 455 | 455 | 5500.38 | 5500.38 | 3422.32 | 8071.01 | 3218.38 | 8803.61 | 5500.38 | 5500.38 | 3422.32 | 8071.01 | 3218.38 | 8803.61
| 456 | 456 | 5512.26 | 5512.26 | 3429.71 | 8088.44 | 3225.33 | 8822.62 | 5512.26 | 5512.26 | 3429.71 | 8088.44 | 3225.33 | 8822.62
| 457 | 457 | 5524.14 | 5524.14 | 3437.1 | 8105.87 | 3232.28 | 8841.63 | 5524.14 | 5524.14 | 3437.1 | 8105.87 | 3232.28 | 8841.63
| 458 | 458 | 5536.02 | 5536.02 | 3444.49 | 8123.3 | 3239.23 | 8860.64 | 5536.02 | 5536.02 | 3444.49 | 8123.3 | 3239.23 | 8860.64
| 459 | 459 | 5547.9 | 5547.9 | 3451.88 | 8140.73 | 3246.18 | 8879.65 | 5547.9 | 5547.9 | 3451.88 | 8140.73 | 3246.18 | 8879.65
| 460 | 460 | 5559.78 | 5559.78 | 3459.27 | 8158.16 | 3253.13 | 8898.66 | 5559.78 | 5559.78 | 3459.27 | 8158.16 | 3253.13 | 8898.66
| 461 | 461 | 5571.66 | 5571.66 | 3466.66 | 8175.59 | 3260.08 | 8917.67 | 5571.66 | 5571.66 | 3466.66 | 8175.59 | 3260.08 | 8917.67
| 462 | 462 | 5583.54 | 5583.54 | 3474.05 | 8193.02 | 3267.03 | 8936.68 | 5583.54 | 5583.54 | 3474.05 | 8193.02 | 3267.03 | 8936.68
| 463 | 463 | 5595.42 | 5595.42 | 3481.44 | 8210.45 | 3273.98 | 8955.69 | 5595.42 | 5595.42 | 3481.44 | 8210.45 | 3273.98 | 8955.69
| 464 | 464 | 5607.3 | 5607.3 | 3488.83 | 8227.88 | 3280.93 | 8974.7 | 5607.3 | 5607.3 | 3488.83 | 8227.88 | 3280.93 | 8974.7
| 465 | 465 | 5619.18 | 5619.18 | 3496.22 | 8245.31 | 3287.88 | 8993.71 | 5619.18 | 5619.18 | 3496.22 | 8245.31 | 3287.88 | 8993.71
| 466 | 466 | 5631.06 | 5631.06 | 3503.61 | 8262.74 | 3294.83 | 9012.72 | 5631.06 | 5631.06 | 3503.61 | 8262.74 | 3294.83 | 9012.72
| 467 | 467 | 5642.94 | 5642.94 | 3511 | 8280.17 | 3301.78 | 9031.73 | 5642.94 | 5642.94 | 3511 | 8280.17 | 3301.78 | 9031.73
| 468 | 468 | 5654.82 | 5654.82 | 3518.39 | 8297.6 | 3308.73 | 9050.74 | 5654.82 | 5654.82 | 3518.39 | 8297.6 | 3308.73 | 9050.74
| 469 | 469 | 5666.7 | 5666.7 | 3525.78 | 8315.03 | 3315.68 | 9069.75 | 5666.7 | 5666.7 | 3525.78 | 8315.03 | 3315.68 | 9069.75
| 470 | 470 | 5678.58 | 5678.58 | 3533.17 | 8332.46 | 3322.63 | 9088.76 | 5678.58 | 5678.58 | 3533.17 | 8332.46 | 3322.63 | 9088.76
| 471 | 471 | 5690.46 | 5690.46 | 3540.56 | 8349.89 | 3329.58 | 9107.77 | 5690.46 | 5690.46 | 3540.56 | 8349.89 | 3329.58 | 9107.77
| 472 | 472 | 5702.34 | 5702.34 | 3547.95 | 8367.32 | 3336.53 | 9126.78 | 5702.34 | 5702.34 | 3547.95 | 8367.32 | 3336.53 | 9126.78
| 473 | 473 | 5714.22 | 5714.22 | 3555.34 | 8384.75 | 3343.48 | 9145.79 | 5714.22 | 5714.22 | 3555.34 | 8384.75 | 3343.48 | 9145.79
| 474 | 474 | 5726.1 | 5726.1 | 3562.73 | 8402.18 | 3350.43 | 9164.8 | 5726.1 | 5726.1 | 3562.73 | 8402.18 | 3350.43 | 9164.8
| 475 | 475 | 5737.98 | 5737.98 | 3570.12 | 8419.61 | 3357.38 | 9183.81 | 5737.98 | 5737.98 | 3570.12 | 8419.61 | 3357.38 | 9183.81
| 476 | 476 | 5749.86 | 5749.86 | 3577.51 | 8437.04 | 3364.33 | 9202.82 | 5749.86 | 5749.86 | 3577.51 | 8437.04 | 3364.33 | 9202.82
| 477 | 477 | 5761.74 | 5761.74 | 3584.9 | 8454.47 | 3371.28 | 9221.83 | 5761.74 | 5761.74 | 3584.9 | 8454.47 | 3371.28 | 9221.83
| 478 | 478 | 5773.62 | 5773.62 | 3592.29 | 8471.9 | 3378.23 | 9240.84 | 5773.62 | 5773.62 | 3592.29 | 8471.9 | 3378.23 | 9240.84
| 479 | 479 | 5785.5 | 5785.5 | 3599.68 | 8489.33 | 3385.18 | 9259.85 | 5785.5 | 5785.5 | 3599.68 | 8489.33 | 3385.18 | 9259.85
| 480 | 480 | 5797.38 | 5797.38 | 3607.07 | 8506.76 | 3392.13 | 9278.86 | 5797.38 | 5797.38 | 3607.07 | 8506.76 | 3392.13 | 9278.86
| 481 | 481 | 5809.26 | 5809.26 | 3614.46 | 8524.19 | 3399.08 | 9297.87 | 5809.26 | 5809.26 | 3614.46 | 8524.19 | 3399.08 | 9297.87
| 482 | 482 | 5821.14 | 5821.14 | 3621.85 | 8541.62 | 3406.03 | 9316.88 | 5821.14 | 5821.14 | 3621.85 | 8541.62 | 3406.03 | 9316.88
| 483 | 483 | 5833.02 | 5833.02 | 3629.24 | 8559.05 | 3412.98 | 9335.89 | 5833.02 | 5833.02 | 3629.24 | 8559.05 | 3412.98 | 9335.89
| 484 | 484 | 5844.9 | 5844.9 | 3636.63 | 8576.48 | 3419.93 | 9354.9 | 5844.9 | 5844.9 | 3636.63 | 8576.48 | 3419.93 | 9354.9
| 485 | 485 | 5856.78 | 5856.78 | 3644.02 | 8593.91 | 3426.88 | 9373.91 | 5856.78 | 5856.78 | 3644.02 | 8593.91 | 3426.88 | 9373.91
| 486 | 486 | 5868.66 | 5868.66 | 3651.41 | 8611.34 | 3433.83 | 9392.92 | 5868.66 | 5868.66 | 3651.41 | 8611.34 | 3433.83 | 9392.92
| 487 | 487 | 5880.54 | 5880.54 | 3658.8 | 8628.77 | 3440.78 | 9411.93 | 5880.54 | 5880.54 | 3658.8 | 8628.77 | 3440.78 | 9411.93
| 488 | 488 | 5892.42 | 5892.42 | 3666.19 | 8646.2 | 3447.73 | 9430.94 | 5892.42 | 5892.42 | 3666.19 | 8646.2 | 3447.73 | 9430.94
| 489 | 489 | 5904.3 | 5904.3 | 3673.58 | 8663.63 | 3454.68 | 9449.95 | 5904.3 | 5904.3 | 3673.58 | 8663.63 | 3454.68 | 9449.95
| 490 | 490 | 5916.18 | 5916.18 | 3680.97 | 8681.06 | 3461.63 | 9468.96 | 5916.18 | 5916.18 | 3680.97 | 8681.06 | 3461.63 | 9468.96
| 491 | 491 | 5928.06 | 5928.06 | 3688.36 | 8698.49 | 3468.58 | 9487.97 | 5928.06 | 5928.06 | 3688.36 | 8698.49 | 3468.58 | 9487.97
| 492 | 492 | 5939.94 | 5939.94 | 3695.75 | 8715.92 | 3475.53 | 9506.98 | 5939.94 | 5939.94 | 3695.75 | 8715.92 | 3475.53 | 9506.98
| 493 | 493 | 5951.82 | 5951.82 | 3703.14 | 8733.35 | 3482.48 | 9525.99 | 5951.82 | 5951.82 | 3703.14 | 8733.35 | 3482.48 | 9525.99
| 494 | 494 | 5963.7 | 5963.7 | 3710.53 | 8750.78 | 3489.43 | 9545 | 5963.7 | 5963.7 | 3710.53 | 8750.78 | 3489.43 | 9545
| 495 | 495 | 5975.58 | 5975.58 | 3717.92 | 8768.21 | 3496.38 | 9564.01 | 5975.58 | 5975.58 | 3717.92 | 8768.21 | 3496.38 | 9564.01
| 496 | 496 | 5987.46 | 5987.46 | 3725.31 | 8785.64 | 3503.33 | 9583.02 | 5987.46 | 5987.46 | 3725.31 | 8785.64 | 3503.33 | 9583.02
| 497 | 497 | 5999.34 | 5999.34 | 3732.7 | 8803.07 | 3510.28 | 9602.03 | 5999.34 | 5999.34 | 3732.7 | 8803.07 | 3510.28 | 9602.03
| 498 | 498 | 6011.22 | 6011.22 | 3740.09 | 8820.5 | 3517.23 | 9621.04 | 6011.22 | 6011.22 | 3740.09 | 8820.5 | 3517.23 | 9621.04
| 499 | 499 | 6023.1 | 6023.1 | 3747.48 | 8837.93 | 3524.18 | 9640.05 | 6023.1 | 6023.1 | 3747.48 | 8837.93 | 3524.18 | 9640.05
| 500 | 500 | 6034.98 | 6034.98 | 3754.87 | 8855.36 | 3531.13 | 9659.06 | 6034.98 | 6034.98 | 3754.87 | 8855.36 | 3531.13 | 9659.06
| 501 | 501 | 6046.86 | 6046.86 | 3762.26 | 8872.79 | 3538.08 | 9678.07 | 6046.86 | 6046.86 | 3762.26 | 8872.79 | 3538.08 | 9678.07
| 502 | 502 | 6058.74 | 6058.74 | 3769.65 | 8890.22 | 3545.03 | 9697.08 | 6058.74 | 6058.74 | 3769.65 | 8890.22 | 3545.03 | 9697.08
| 503 | 503 | 6070.62 | 6070.62 | 3777.04 | 8907.65 | 3551.98 | 9716.09 | 6070.62 | 6070.62 | 3777.04 | 8907.65 | 3551.98 | 9716.09
| 504 | 504 | 6082.5 | 6082.5 | 3784.43 | 8925.08 | 3558.93 | 9735.1 | 6082.5 | 6082.5 | 3784.43 | 8925.08 | 3558.93 | 9735.1
| 505 | 505 | 6094.38 | 6094.38 | 3791.82 | 8942.51 | 3565.88 | 9754.11 | 6094.38 | 6094.38 | 3791.82 | 8942.51 | 3565.88 | 9754.11
| 506 | 506 | 6106.26 | 6106.26 | 3799.21 | 8959.94 | 3572.83 | 9773.12 | 6106.26 | 6106.26 | 3799.21 | 8959.94 | 3572.83 | 9773.12
| 507 | 507 | 6118.14 | 6118.14 | 3806.6 | 8977.37 | 3579.78 | 9792.13 | 6118.14 | 6118.14 | 3806.6 | 8977.37 | 3579.78 | 9792.13
| 508 | 508 | 6130.02 | 6130.02 | 3813.99 | 8994.8 | 3586.73 | 9811.14 | 6130.02 | 6130.02 | 3813.99 | 8994.8 | 3586.73 | 9811.14
| 509 | 509 | 6141.9 | 6141.9 | 3821.38 | 9012.23 | 3593.68 | 9830.15 | 6141.9 | 6141.9 | 3821.38 | 9012.23 | 3593.68 | 9830.15
| 510 | 510 | 6153.78 | 6153.78 | 3828.77 | 9029.66 | 3600.63 | 9849.16 | 6153.78 | 6153.78 | 3828.77 | 9029.66 | 3600.63 | 9849.16
| 511 | 511 | 6165.66 | 6165.66 | 3836.16 | 9047.09 | 3607.58 | 9868.17 | 6165.66 | 6165.66 | 3836.16 | 9047.09 | 3607.58 | 9868.17
| 512 | 512 | 6177.54 | 6177.54 | 3843.55 | 9064.52 | 3614.53 | 9887.18 | 6177.54 | 6177.54 | 3843.55 | 9064.52 | 3614.53 | 9887.18
| 513 | 513 | 6189.42 | 6189.42 | 3850.94 | 9081.95 | 3621.48 | 9906.19 | 6189.42 | 6189.42 | 3850.94 | 9081.95 | 3621.48 | 9906.19
| 514 | 514 | 6201.3 | 6201.3 | 3858.33 | 9099.38 | 3628.43 | 9925.2 | 6201.3 | 6201.3 | 3858.33 | 9099.38 | 3628.43 | 9925.2
| 515 | 515 | 6213.18 | 6213.18 | 3865.72 | 9116.81 | 3635.38 | 9944.21 | 6213.18 | 6213.18 | 3865.72 | 9116.81 | 3635.38 | 9944.21
| 516 | 516 | 6189.5 | 6190.82 | 3851.72 | 9083.81 | 3621.47 | 9906.1 | 6225.06 | 6225.06 | 3873.11 | 9134.24 | 3642.33 | 9963.22
| 517 | 517 | 6201.38 | 6202.7 | 3859.11 | 9101.24 | 3628.42 | 9925.11 | 6236.94 | 6236.94 | 3880.5 | 9151.67 | 3649.28 | 9982.23
| 518 | 518 | 6213.26 | 6214.58 | 3866.5 | 9118.67 | 3635.37 | 9944.12 | 6248.82 | 6248.82 | 3887.89 | 9169.1 | 3656.23 | 10001.24
| 519 | 519 | 6225.14 | 6226.46 | 3873.89 | 9136.1 | 3642.32 | 9963.13 | 6260.7 | 6260.7 | 3895.28 | 9186.53 | 3663.18 | 10020.25
| 520 | 520 | 6237.02 | 6238.34 | 3881.28 | 9153.53 | 3649.27 | 9982.14 | 6272.58 | 6272.58 | 3902.67 | 9203.96 | 3670.13 | 10039.26
| 521 | 521 | 6248.9 | 6250.22 | 3888.67 | 9170.96 | 3656.22 | 10001.15 | 6284.46 | 6284.46 | 3910.06 | 9221.39 | 3677.08 | 10058.27
| 522 | 522 | 6260.78 | 6262.1 | 3896.06 | 9188.39 | 3663.17 | 10020.16 | 6296.34 | 6296.34 | 3917.45 | 9238.82 | 3684.03 | 10077.28
| 523 | 523 | 6272.66 | 6273.98 | 3903.45 | 9205.82 | 3670.12 | 10039.17 | 6308.22 | 6308.22 | 3924.84 | 9256.25 | 3690.98 | 10096.29
| 524 | 524 | 6284.54 | 6285.86 | 3910.84 | 9223.25 | 3677.07 | 10058.18 | 6320.1 | 6320.1 | 3932.23 | 9273.68 | 3697.93 | 10115.3
| 525 | 525 | 6296.42 | 6297.74 | 3918.23 | 9240.68 | 3684.02 | 10077.19 | 6331.98 | 6331.98 | 3939.62 | 9291.11 | 3704.88 | 10134.31
| 526 | 526 | 6308.3 | 6309.62 | 3925.62 | 9258.11 | 3690.97 | 10096.2 | 6343.86 | 6343.86 | 3947.01 | 9308.54 | 3711.83 | 10153.32
| 527 | 527 | 6320.18 | 6321.5 | 3933.01 | 9275.54 | 3697.92 | 10115.21 | 6355.74 | 6355.74 | 3954.4 | 9325.97 | 3718.78 | 10172.33
| 528 | 528 | 6332.06 | 6333.38 | 3940.4 | 9292.97 | 3704.87 | 10134.22 | 6367.62 | 6367.62 | 3961.79 | 9343.4 | 3725.73 | 10191.34
| 529 | 529 | 6343.94 | 6345.26 | 3947.79 | 9310.4 | 3711.82 | 10153.23 | 6379.5 | 6379.5 | 3969.18 | 9360.83 | 3732.68 | 10210.35
| 530 | 530 | 6355.82 | 6357.14 | 3955.18 | 9327.83 | 3718.77 | 10172.24 | 6391.38 | 6391.38 | 3976.57 | 9378.26 | 3739.63 | 10229.36
| 531 | 531 | 6367.7 | 6369.02 | 3962.57 | 9345.26 | 3725.72 | 10191.25 | 6403.26 | 6403.26 | 3983.96 | 9395.69 | 3746.58 | 10248.37
| 532 | 532 | 6379.58 | 6380.9 | 3969.96 | 9362.69 | 3732.67 | 10210.26 | 6415.14 | 6415.14 | 3991.35 | 9413.12 | 3753.53 | 10267.38
| 533 | 533 | 6391.46 | 6392.78 | 3977.35 | 9380.12 | 3739.62 | 10229.27 | 6427.02 | 6427.02 | 3998.74 | 9430.55 | 3760.48 | 10286.39
| 534 | 534 | 6403.34 | 6404.66 | 3984.74 | 9397.55 | 3746.57 | 10248.28 | 6438.9 | 6438.9 | 4006.13 | 9447.98 | 3767.43 | 10305.4
| 535 | 535 | 6415.22 | 6416.54 | 3992.13 | 9414.98 | 3753.52 | 10267.29 | 6450.78 | 6450.78 | 4013.52 | 9465.41 | 3774.38 | 10324.41
| 536 | 536 | 6427.1 | 6428.42 | 3999.52 | 9432.41 | 3760.47 | 10286.3 | 6462.66 | 6462.66 | 4020.91 | 9482.84 | 3781.33 | 10343.42
| 537 | 537 | 6438.98 | 6440.3 | 4006.91 | 9449.84 | 3767.42 | 10305.31 | 6474.54 | 6474.54 | 4028.3 | 9500.27 | 3788.28 | 10362.43
| 538 | 538 | 6450.86 | 6452.18 | 4014.3 | 9467.27 | 3774.37 | 10324.32 | 6486.42 | 6486.42 | 4035.69 | 9517.7 | 3795.23 | 10381.44
| 539 | 539 | 6462.74 | 6464.06 | 4021.69 | 9484.7 | 3781.32 | 10343.33 | 6498.3 | 6498.3 | 4043.08 | 9535.13 | 3802.18 | 10400.45
| 540 | 540 | 6474.62 | 6475.94 | 4029.08 | 9502.13 | 3788.27 | 10362.34 | 6510.18 | 6510.18 | 4050.47 | 9552.56 | 3809.13 | 10419.46
| 541 | 541 | 6486.5 | 6487.82 | 4036.47 | 9519.56 | 3795.22 | 10381.35 | 6522.06 | 6522.06 | 4057.86 | 9569.99 | 3816.08 | 10438.47
| 542 | 542 | 6498.38 | 6499.7 | 4043.86 | 9536.99 | 3802.17 | 10400.36 | 6533.94 | 6533.94 | 4065.25 | 9587.42 | 3823.03 | 10457.48
| 543 | 543 | 6510.26 | 6511.58 | 4051.25 | 9554.42 | 3809.12 | 10419.37 | 6545.82 | 6545.82 | 4072.64 | 9604.85 | 3829.98 | 10476.49
| 544 | 544 | 6522.14 | 6523.46 | 4058.64 | 9571.85 | 3816.07 | 10438.38 | 6557.7 | 6557.7 | 4080.03 | 9622.28 | 3836.93 | 10495.5
| 545 | 545 | 6534.02 | 6535.34 | 4066.03 | 9589.28 | 3823.02 | 10457.39 | 6569.58 | 6569.58 | 4087.42 | 9639.71 | 3843.88 | 10514.51
| 546 | 546 | 6545.9 | 6547.22 | 4073.42 | 9606.71 | 3829.97 | 10476.4 | 6581.46 | 6581.46 | 4094.81 | 9657.14 | 3850.83 | 10533.52
| 547 | 547 | 6557.78 | 6559.1 | 4080.81 | 9624.14 | 3836.92 | 10495.41 | 6593.34 | 6593.34 | 4102.2 | 9674.57 | 3857.78 | 10552.53
| 548 | 548 | 6569.66 | 6570.98 | 4088.2 | 9641.57 | 3843.87 | 10514.42 | 6605.22 | 6605.22 | 4109.59 | 9692 | 3864.73 | 10571.54
| 549 | 549 | 6581.54 | 6582.86 | 4095.59 | 9659 | 3850.82 | 10533.43 | 6617.1 | 6617.1 | 4116.98 | 9709.43 | 3871.68 | 10590.55
| 550 | 550 | 6593.42 | 6594.74 | 4102.98 | 9676.43 | 3857.77 | 10552.44 | 6628.98 | 6628.98 | 4124.37 | 9726.86 | 3878.63 | 10609.56
| 551 | 551 | 6605.3 | 6606.62 | 4110.37 | 9693.86 | 3864.72 | 10571.45 | 6640.86 | 6640.86 | 4131.76 | 9744.29 | 3885.58 | 10628.57
| 552 | 552 | 6617.18 | 6618.5 | 4117.76 | 9711.29 | 3871.67 | 10590.46 | 6652.74 | 6652.74 | 4139.15 | 9761.72 | 3892.53 | 10647.58
| 553 | 553 | 6629.06 | 6630.38 | 4125.15 | 9728.72 | 3878.62 | 10609.47 | 6664.62 | 6664.62 | 4146.54 | 9779.15 | 3899.48 | 10666.59
| 554 | 554 | 6640.94 | 6642.26 | 4132.54 | 9746.15 | 3885.57 | 10628.48 | 6676.5 | 6676.5 | 4153.93 | 9796.58 | 3906.43 | 10685.6
| 555 | 555 | 6652.82 | 6654.14 | 4139.93 | 9763.58 | 3892.52 | 10647.49 | 6688.38 | 6688.38 | 4161.32 | 9814.01 | 3913.38 | 10704.61
| 556 | 556 | 6664.7 | 6666.02 | 4147.32 | 9781.01 | 3899.47 | 10666.5 | 6700.26 | 6700.26 | 4168.71 | 9831.44 | 3920.33 | 10723.62
| 557 | 557 | 6676.58 | 6677.9 | 4154.71 | 9798.44 | 3906.42 | 10685.51 | 6712.14 | 6712.14 | 4176.1 | 9848.87 | 3927.28 | 10742.63
| 558 | 558 | 6688.46 | 6689.78 | 4162.1 | 9815.87 | 3913.37 | 10704.52 | 6724.02 | 6724.02 | 4183.49 | 9866.3 | 3934.23 | 10761.64
| 559 | 559 | 6700.34 | 6701.66 | 4169.49 | 9833.3 | 3920.32 | 10723.53 | 6735.9 | 6735.9 | 4190.88 | 9883.73 | 3941.18 | 10780.65
| 560 | 560 | 6712.22 | 6713.54 | 4176.88 | 9850.73 | 3927.27 | 10742.54 | 6747.78 | 6747.78 | 4198.27 | 9901.16 | 3948.13 | 10799.66
| 561 | 561 | 6724.1 | 6725.42 | 4184.27 | 9868.16 | 3934.22 | 10761.55 | 6759.66 | 6759.66 | 4205.66 | 9918.59 | 3955.08 | 10818.67
| 562 | 562 | 6735.98 | 6737.3 | 4191.66 | 9885.59 | 3941.17 | 10780.56 | 6771.54 | 6771.54 | 4213.05 | 9936.02 | 3962.03 | 10837.68
| 563 | 563 | 6747.86 | 6749.18 | 4199.05 | 9903.02 | 3948.12 | 10799.57 | 6783.42 | 6783.42 | 4220.44 | 9953.45 | 3968.98 | 10856.69
| 564 | 564 | 6759.74 | 6761.06 | 4206.44 | 9920.45 | 3955.07 | 10818.58 | 6795.3 | 6795.3 | 4227.83 | 9970.88 | 3975.93 | 10875.7
| 565 | 565 | 6771.62 | 6772.94 | 4213.83 | 9937.88 | 3962.02 | 10837.59 | 6807.18 | 6807.18 | 4235.22 | 9988.31 | 3982.88 | 10894.71
| 566 | 566 | 6783.5 | 6784.82 | 4221.22 | 9955.31 | 3968.97 | 10856.6 | 6819.06 | 6819.06 | 4242.61 | 10005.74 | 3989.83 | 10913.72
| 567 | 567 | 6795.38 | 6796.7 | 4228.61 | 9972.74 | 3975.92 | 10875.61 | 6830.94 | 6830.94 | 4250 | 10023.17 | 3996.78 | 10932.73
| 568 | 568 | 6807.26 | 6808.58 | 4236 | 9990.17 | 3982.87 | 10894.62 | 6842.82 | 6842.82 | 4257.39 | 10040.6 | 4003.73 | 10951.74
| 569 | 569 | 6819.14 | 6820.46 | 4243.39 | 10007.6 | 3989.82 | 10913.63 | 6854.7 | 6854.7 | 4264.78 | 10058.03 | 4010.68 | 10970.75
| 570 | 570 | 6831.02 | 6832.34 | 4250.78 | 10025.03 | 3996.77 | 10932.64 | 6866.58 | 6866.58 | 4272.17 | 10075.46 | 4017.63 | 10989.76
| 571 | 571 | 6842.9 | 6844.22 | 4258.17 | 10042.46 | 4003.72 | 10951.65 | 6878.46 | 6878.46 | 4279.56 | 10092.89 | 4024.58 | 11008.77
| 572 | 572 | 6854.78 | 6856.1 | 4265.56 | 10059.89 | 4010.67 | 10970.66 | 6890.34 | 6890.34 | 4286.95 | 10110.32 | 4031.53 | 11027.78
| 573 | 573 | 6866.66 | 6867.98 | 4272.95 | 10077.32 | 4017.62 | 10989.67 | 6902.22 | 6902.22 | 4294.34 | 10127.75 | 4038.48 | 11046.79
| 574 | 574 | 6878.54 | 6879.86 | 4280.34 | 10094.75 | 4024.57 | 11008.68 | 6914.1 | 6914.1 | 4301.73 | 10145.18 | 4045.43 | 11065.8
| 575 | 575 | 6890.42 | 6891.74 | 4287.73 | 10112.18 | 4031.52 | 11027.69 | 6925.98 | 6925.98 | 4309.12 | 10162.61 | 4052.38 | 11084.81
| 576 | 576 | 6902.3 | 6903.62 | 4295.12 | 10129.61 | 4038.47 | 11046.7 | 6937.86 | 6937.86 | 4316.51 | 10180.04 | 4059.33 | 11103.82
| 577 | 577 | 6914.18 | 6915.5 | 4302.51 | 10147.04 | 4045.42 | 11065.71 | 6949.74 | 6949.74 | 4323.9 | 10197.47 | 4066.28 | 11122.83
| 578 | 578 | 6926.06 | 6927.38 | 4309.9 | 10164.47 | 4052.37 | 11084.72 | 6961.62 | 6961.62 | 4331.29 | 10214.9 | 4073.23 | 11141.84
| 579 | 579 | 6937.94 | 6939.26 | 4317.29 | 10181.9 | 4059.32 | 11103.73 | 6973.5 | 6973.5 | 4338.68 | 10232.33 | 4080.18 | 11160.85
| 580 | 580 | 6949.82 | 6951.14 | 4324.68 | 10199.33 | 4066.27 | 11122.74 | 6985.38 | 6985.38 | 4346.07 | 10249.76 | 4087.13 | 11179.86
| 581 | 581 | 6961.7 | 6963.02 | 4332.07 | 10216.76 | 4073.22 | 11141.75 | 6997.26 | 6997.26 | 4353.46 | 10267.19 | 4094.08 | 11198.87
| 582 | 582 | 6973.58 | 6974.9 | 4339.46 | 10234.19 | 4080.17 | 11160.76 | 7009.14 | 7009.14 | 4360.85 | 10284.62 | 4101.03 | 11217.88
| 583 | 583 | 6985.46 | 6986.78 | 4346.85 | 10251.62 | 4087.12 | 11179.77 | 7021.02 | 7021.02 | 4368.24 | 10302.05 | 4107.98 | 11236.89
| 584 | 584 | 6997.34 | 6998.66 | 4354.24 | 10269.05 | 4094.07 | 11198.78 | 7032.9 | 7032.9 | 4375.63 | 10319.48 | 4114.93 | 11255.9
| 585 | 585 | 7009.22 | 7010.54 | 4361.63 | 10286.48 | 4101.02 | 11217.79 | 7044.78 | 7044.78 | 4383.02 | 10336.91 | 4121.88 | 11274.91
| 586 | 586 | 7021.1 | 7022.42 | 4369.02 | 10303.91 | 4107.97 | 11236.8 | 7056.66 | 7056.66 | 4390.41 | 10354.34 | 4128.83 | 11293.92
| 587 | 587 | 7032.98 | 7034.3 | 4376.41 | 10321.34 | 4114.92 | 11255.81 | 7068.54 | 7068.54 | 4397.8 | 10371.77 | 4135.78 | 11312.93
| 588 | 588 | 7044.86 | 7046.18 | 4383.8 | 10338.77 | 4121.87 | 11274.82 | 7080.42 | 7080.42 | 4405.19 | 10389.2 | 4142.73 | 11331.94
| 589 | 589 | 7056.74 | 7058.06 | 4391.19 | 10356.2 | 4128.82 | 11293.83 | 7092.3 | 7092.3 | 4412.58 | 10406.63 | 4149.68 | 11350.95
| 590 | 590 | 7068.62 | 7069.94 | 4398.58 | 10373.63 | 4135.77 | 11312.84 | 7104.18 | 7104.18 | 4419.97 | 10424.06 | 4156.63 | 11369.96
| 591 | 591 | 7080.5 | 7081.82 | 4405.97 | 10391.06 | 4142.72 | 11331.85 | 7116.06 | 7116.06 | 4427.36 | 10441.49 | 4163.58 | 11388.97
| 592 | 592 | 7092.38 | 7093.7 | 4413.36 | 10408.49 | 4149.67 | 11350.86 | 7127.94 | 7127.94 | 4434.75 | 10458.92 | 4170.53 | 11407.98
| 593 | 593 | 7104.26 | 7105.58 | 4420.75 | 10425.92 | 4156.62 | 11369.87 | 7139.82 | 7139.82 | 4442.14 | 10476.35 | 4177.48 | 11426.99
| 594 | 594 | 7116.14 | 7117.46 | 4428.14 | 10443.35 | 4163.57 | 11388.88 | 7151.7 | 7151.7 | 4449.53 | 10493.78 | 4184.43 | 11446
| 595 | 595 | 7128.02 | 7129.34 | 4435.53 | 10460.78 | 4170.52 | 11407.89 | 7163.58 | 7163.58 | 4456.92 | 10511.21 | 4191.38 | 11465.01
| 596 | 596 | 7139.9 | 7141.22 | 4442.92 | 10478.21 | 4177.47 | 11426.9 | 7175.46 | 7175.46 | 4464.31 | 10528.64 | 4198.33 | 11484.02
| 597 | 597 | 7151.78 | 7153.1 | 4450.31 | 10495.64 | 4184.42 | 11445.91 | 7187.34 | 7187.34 | 4471.7 | 10546.07 | 4205.28 | 11503.03
| 598 | 598 | 7163.66 | 7164.98 | 4457.7 | 10513.07 | 4191.37 | 11464.92 | 7199.22 | 7199.22 | 4479.09 | 10563.5 | 4212.23 | 11522.04
| 599 | 599 | 7175.54 | 7176.86 | 4465.09 | 10530.5 | 4198.32 | 11483.93 | 7211.1 | 7211.1 | 4486.48 | 10580.93 | 4219.18 | 11541.05
| 600 | 600 | 7187.42 | 7188.74 | 4472.48 | 10547.93 | 4205.27 | 11502.94 | 7222.98 | 7222.98 | 4493.87 | 10598.36 | 4226.13 | 11560.06
| 601 | 601 | 7199.3 | 7200.62 | 4479.87 | 10565.36 | 4212.22 | 11521.95 | 7234.86 | 7234.86 | 4501.26 | 10615.79 | 4233.08 | 11579.07
| 602 | 602 | 7211.18 | 7212.5 | 4487.26 | 10582.79 | 4219.17 | 11540.96 | 7246.74 | 7246.74 | 4508.65 | 10633.22 | 4240.03 | 11598.08
| 603 | 603 | 7223.06 | 7224.38 | 4494.65 | 10600.22 | 4226.12 | 11559.97 | 7258.62 | 7258.62 | 4516.04 | 10650.65 | 4246.98 | 11617.09
| 604 | 604 | 7234.94 | 7236.26 | 4502.04 | 10617.65 | 4233.07 | 11578.98 | 7270.5 | 7270.5 | 4523.43 | 10668.08 | 4253.93 | 11636.1
| 605 | 605 | 7246.82 | 7248.14 | 4509.43 | 10635.08 | 4240.02 | 11597.99 | 7282.38 | 7282.38 | 4530.82 | 10685.51 | 4260.88 | 11655.11
| 606 | 606 | 7258.7 | 7260.02 | 4516.82 | 10652.51 | 4246.97 | 11617 | 7294.26 | 7294.26 | 4538.21 | 10702.94 | 4267.83 | 11674.12
| 607 | 607 | 7270.58 | 7271.9 | 4524.21 | 10669.94 | 4253.92 | 11636.01 | 7306.14 | 7306.14 | 4545.6 | 10720.37 | 4274.78 | 11693.13
| 608 | 608 | 7282.46 | 7283.78 | 4531.6 | 10687.37 | 4260.87 | 11655.02 | 7318.02 | 7318.02 | 4552.99 | 10737.8 | 4281.73 | 11712.14
| 609 | 609 | 7294.34 | 7295.66 | 4538.99 | 10704.8 | 4267.82 | 11674.03 | 7329.9 | 7329.9 | 4560.38 | 10755.23 | 4288.68 | 11731.15
| 610 | 610 | 7306.22 | 7307.54 | 4546.38 | 10722.23 | 4274.77 | 11693.04 | 7341.78 | 7341.78 | 4567.77 | 10772.66 | 4295.63 | 11750.16
| 611 | 611 | 7318.1 | 7319.42 | 4553.77 | 10739.66 | 4281.72 | 11712.05 | 7353.66 | 7353.66 | 4575.16 | 10790.09 | 4302.58 | 11769.17
| 612 | 612 | 7329.98 | 7331.3 | 4561.16 | 10757.09 | 4288.67 | 11731.06 | 7365.54 | 7365.54 | 4582.55 | 10807.52 | 4309.53 | 11788.18
| 613 | 613 | 7341.86 | 7343.18 | 4568.55 | 10774.52 | 4295.62 | 11750.07 | 7377.42 | 7377.42 | 4589.94 | 10824.95 | 4316.48 | 11807.19
| 614 | 614 | 7353.74 | 7355.06 | 4575.94 | 10791.95 | 4302.57 | 11769.08 | 7389.3 | 7389.3 | 4597.33 | 10842.38 | 4323.43 | 11826.2
| 615 | 615 | 7365.62 | 7366.94 | 4583.33 | 10809.38 | 4309.52 | 11788.09 | 7401.18 | 7401.18 | 4604.72 | 10859.81 | 4330.38 | 11845.21
| 616 | 616 | 7377.5 | 7378.82 | 4590.72 | 10826.81 | 4316.47 | 11807.1 | 7413.06 | 7413.06 | 4612.11 | 10877.24 | 4337.33 | 11864.22
| 617 | 617 | 7389.38 | 7390.7 | 4598.11 | 10844.24 | 4323.42 | 11826.11 | 7424.94 | 7424.94 | 4619.5 | 10894.67 | 4344.28 | 11883.23
| 618 | 618 | 7401.26 | 7402.58 | 4605.5 | 10861.67 | 4330.37 | 11845.12 | 7436.82 | 7436.82 | 4626.89 | 10912.1 | 4351.23 | 11902.24
| 619 | 619 | 7413.14 | 7414.46 | 4612.89 | 10879.1 | 4337.32 | 11864.13 | 7448.7 | 7448.7 | 4634.28 | 10929.53 | 4358.18 | 11921.25
| 620 | 620 | 7425.02 | 7426.34 | 4620.28 | 10896.53 | 4344.27 | 11883.14 | 7460.58 | 7460.58 | 4641.67 | 10946.96 | 4365.13 | 11940.26
| 621 | 621 | 7436.9 | 7438.22 | 4627.67 | 10913.96 | 4351.22 | 11902.15 | 7472.46 | 7472.46 | 4649.06 | 10964.39 | 4372.08 | 11959.27
| 622 | 622 | 7448.78 | 7450.1 | 4635.06 | 10931.39 | 4358.17 | 11921.16 | 7484.34 | 7484.34 | 4656.45 | 10981.82 | 4379.03 | 11978.28
| 623 | 623 | 7460.66 | 7461.98 | 4642.45 | 10948.82 | 4365.12 | 11940.17 | 7496.22 | 7496.22 | 4663.84 | 10999.25 | 4385.98 | 11997.29
| 624 | 624 | 7472.54 | 7473.86 | 4649.84 | 10966.25 | 4372.07 | 11959.18 | 7508.1 | 7508.1 | 4671.23 | 11016.68 | 4392.93 | 12016.3
| 625 | 625 | 7484.42 | 7485.74 | 4657.23 | 10983.68 | 4379.02 | 11978.19 | 7519.98 | 7519.98 | 4678.62 | 11034.11 | 4399.88 | 12035.31
| 626 | 626 | 7496.3 | 7497.62 | 4664.62 | 11001.11 | 4385.97 | 11997.2 | 7531.86 | 7531.86 | 4686.01 | 11051.54 | 4406.83 | 12054.32
| 627 | 627 | 7508.18 | 7509.5 | 4672.01 | 11018.54 | 4392.92 | 12016.21 | 7543.74 | 7543.74 | 4693.4 | 11068.97 | 4413.78 | 12073.33
| 628 | 628 | 7520.06 | 7521.38 | 4679.4 | 11035.97 | 4399.87 | 12035.22 | 7555.62 | 7555.62 | 4700.79 | 11086.4 | 4420.73 | 12092.34
| 629 | 629 | 7531.94 | 7533.26 | 4686.79 | 11053.4 | 4406.82 | 12054.23 | 7567.5 | 7567.5 | 4708.18 | 11103.83 | 4427.68 | 12111.35
| 630 | 630 | 7543.82 | 7545.14 | 4694.18 | 11070.83 | 4413.77 | 12073.24 | 7579.38 | 7579.38 | 4715.57 | 11121.26 | 4434.63 | 12130.36
| 631 | 631 | 7555.7 | 7557.02 | 4701.57 | 11088.26 | 4420.72 | 12092.25 | 7591.26 | 7591.26 | 4722.96 | 11138.69 | 4441.58 | 12149.37
| 632 | 632 | 7567.58 | 7568.9 | 4708.96 | 11105.69 | 4427.67 | 12111.26 | 7603.14 | 7603.14 | 4730.35 | 11156.12 | 4448.53 | 12168.38
| 633 | 633 | 7579.46 | 7580.78 | 4716.35 | 11123.12 | 4434.62 | 12130.27 | 7615.02 | 7615.02 | 4737.74 | 11173.55 | 4455.48 | 12187.39
| 634 | 634 | 7591.34 | 7592.66 | 4723.74 | 11140.55 | 4441.57 | 12149.28 | 7626.9 | 7626.9 | 4745.13 | 11190.98 | 4462.43 | 12206.4
| 635 | 635 | 7603.22 | 7604.54 | 4731.13 | 11157.98 | 4448.52 | 12168.29 | 7638.78 | 7638.78 | 4752.52 | 11208.41 | 4469.38 | 12225.41
| 636 | 636 | 7615.1 | 7616.42 | 4738.52 | 11175.41 | 4455.47 | 12187.3 | 7650.66 | 7650.66 | 4759.91 | 11225.84 | 4476.33 | 12244.42
| 637 | 637 | 7626.98 | 7628.3 | 4745.91 | 11192.84 | 4462.42 | 12206.31 | 7662.54 | 7662.54 | 4767.3 | 11243.27 | 4483.28 | 12263.43
| 638 | 638 | 7638.86 | 7640.18 | 4753.3 | 11210.27 | 4469.37 | 12225.32 | 7674.42 | 7674.42 | 4774.69 | 11260.7 | 4490.23 | 12282.44
| 639 | 639 | 7650.74 | 7652.06 | 4760.69 | 11227.7 | 4476.32 | 12244.33 | 7686.3 | 7686.3 | 4782.08 | 11278.13 | 4497.18 | 12301.45
| 640 | 640 | 7662.62 | 7663.94 | 4768.08 | 11245.13 | 4483.27 | 12263.34 | 7698.18 | 7698.18 | 4789.47 | 11295.56 | 4504.13 | 12320.46
| 641 | 641 | 7674.5 | 7675.82 | 4775.47 | 11262.56 | 4490.22 | 12282.35 | 7710.06 | 7710.06 | 4796.86 | 11312.99 | 4511.08 | 12339.47
| 642 | 642 | 7686.38 | 7687.7 | 4782.86 | 11279.99 | 4497.17 | 12301.36 | 7721.94 | 7721.94 | 4804.25 | 11330.42 | 4518.03 | 12358.48
| 643 | 643 | 7698.26 | 7699.58 | 4790.25 | 11297.42 | 4504.12 | 12320.37 | 7733.82 | 7733.82 | 4811.64 | 11347.85 | 4524.98 | 12377.49
| 644 | 644 | 7710.14 | 7711.46 | 4797.64 | 11314.85 | 4511.07 | 12339.38 | 7745.7 | 7745.7 | 4819.03 | 11365.28 | 4531.93 | 12396.5
| 645 | 645 | 7722.02 | 7723.34 | 4805.03 | 11332.28 | 4518.02 | 12358.39 | 7757.58 | 7757.58 | 4826.42 | 11382.71 | 4538.88 | 12415.51
| 646 | 646 | 7733.9 | 7735.22 | 4812.42 | 11349.71 | 4524.97 | 12377.4 | 7769.46 | 7769.46 | 4833.81 | 11400.14 | 4545.83 | 12434.52
| 647 | 647 | 7745.78 | 7747.1 | 4819.81 | 11367.14 | 4531.92 | 12396.41 | 7781.34 | 7781.34 | 4841.2 | 11417.57 | 4552.78 | 12453.53
| 648 | 648 | 7757.66 | 7758.98 | 4827.2 | 11384.57 | 4538.87 | 12415.42 | 7793.22 | 7793.22 | 4848.59 | 11435 | 4559.73 | 12472.54
| 649 | 649 | 7769.54 | 7770.86 | 4834.59 | 11402 | 4545.82 | 12434.43 | 7805.1 | 7805.1 | 4855.98 | 11452.43 | 4566.68 | 12491.55
| 650 | 650 | 7781.42 | 7782.74 | 4841.98 | 11419.43 | 4552.77 | 12453.44 | 7816.98 | 7816.98 | 4863.37 | 11469.86 | 4573.63 | 12510.56
| 651 | 651 | 7793.3 | 7794.62 | 4849.37 | 11436.86 | 4559.72 | 12472.45 | 7828.86 | 7828.86 | 4870.76 | 11487.29 | 4580.58 | 12529.57
| 652 | 652 | 7805.18 | 7806.5 | 4856.76 | 11454.29 | 4566.67 | 12491.46 | 7840.74 | 7840.74 | 4878.15 | 11504.72 | 4587.53 | 12548.58
| 653 | 653 | 7817.06 | 7818.38 | 4864.15 | 11471.72 | 4573.62 | 12510.47 | 7852.62 | 7852.62 | 4885.54 | 11522.15 | 4594.48 | 12567.59
| 654 | 654 | 7828.94 | 7830.26 | 4871.54 | 11489.15 | 4580.57 | 12529.48 | 7864.5 | 7864.5 | 4892.93 | 11539.58 | 4601.43 | 12586.6
| 655 | 655 | 7840.82 | 7842.14 | 4878.93 | 11506.58 | 4587.52 | 12548.49 | 7876.38 | 7876.38 | 4900.32 | 11557.01 | 4608.38 | 12605.61
| 656 | 656 | 7852.7 | 7854.02 | 4886.32 | 11524.01 | 4594.47 | 12567.5 | 7888.26 | 7888.26 | 4907.71 | 11574.44 | 4615.33 | 12624.62
| 657 | 657 | 7864.58 | 7865.9 | 4893.71 | 11541.44 | 4601.42 | 12586.51 | 7900.14 | 7900.14 | 4915.1 | 11591.87 | 4622.28 | 12643.63
| 658 | 658 | 7876.46 | 7877.78 | 4901.1 | 11558.87 | 4608.37 | 12605.52 | 7912.02 | 7912.02 | 4922.49 | 11609.3 | 4629.23 | 12662.64
| 659 | 659 | 7888.34 | 7889.66 | 4908.49 | 11576.3 | 4615.32 | 12624.53 | 7923.9 | 7923.9 | 4929.88 | 11626.73 | 4636.18 | 12681.65
| 660 | 660 | 7900.22 | 7901.54 | 4915.88 | 11593.73 | 4622.27 | 12643.54 | 7935.78 | 7935.78 | 4937.27 | 11644.16 | 4643.13 | 12700.66
| 661 | 661 | 7912.1 | 7913.42 | 4923.27 | 11611.16 | 4629.22 | 12662.55 | 7947.66 | 7947.66 | 4944.66 | 11661.59 | 4650.08 | 12719.67
| 662 | 662 | 7923.98 | 7925.3 | 4930.66 | 11628.59 | 4636.17 | 12681.56 | 7959.54 | 7959.54 | 4952.05 | 11679.02 | 4657.03 | 12738.68
| 663 | 663 | 7935.86 | 7937.18 | 4938.05 | 11646.02 | 4643.12 | 12700.57 | 7971.42 | 7971.42 | 4959.44 | 11696.45 | 4663.98 | 12757.69
| 664 | 664 | 7947.74 | 7949.06 | 4945.44 | 11663.45 | 4650.07 | 12719.58 | 7983.3 | 7983.3 | 4966.83 | 11713.88 | 4670.93 | 12776.7
| 665 | 665 | 7959.62 | 7960.94 | 4952.83 | 11680.88 | 4657.02 | 12738.59 | 7995.18 | 7995.18 | 4974.22 | 11731.31 | 4677.88 | 12795.71
| 666 | 666 | 7971.5 | 7972.82 | 4960.22 | 11698.31 | 4663.97 | 12757.6 | 8007.06 | 8007.06 | 4981.61 | 11748.74 | 4684.83 | 12814.72
| 667 | 667 | 7983.38 | 7984.7 | 4967.61 | 11715.74 | 4670.92 | 12776.61 | 8018.94 | 8018.94 | 4989 | 11766.17 | 4691.78 | 12833.73
| 668 | 668 | 7995.26 | 7996.58 | 4975 | 11733.17 | 4677.87 | 12795.62 | 8030.82 | 8030.82 | 4996.39 | 11783.6 | 4698.73 | 12852.74
| 669 | 669 | 8007.14 | 8008.46 | 4982.39 | 11750.6 | 4684.82 | 12814.63 | 8042.7 | 8042.7 | 5003.78 | 11801.03 | 4705.68 | 12871.75
| 670 | 670 | 8019.02 | 8020.34 | 4989.78 | 11768.03 | 4691.77 | 12833.64 | 8054.58 | 8054.58 | 5011.17 | 11818.46 | 4712.63 | 12890.76
| 671 | 671 | 8030.9 | 8032.22 | 4997.17 | 11785.46 | 4698.72 | 12852.65 | 8066.46 | 8066.46 | 5018.56 | 11835.89 | 4719.58 | 12909.77
| 672 | 672 | 8042.78 | 8044.1 | 5004.56 | 11802.89 | 4705.67 | 12871.66 | 8078.34 | 8078.34 | 5025.95 | 11853.32 | 4726.53 | 12928.78
| 673 | 673 | 8054.66 | 8055.98 | 5011.95 | 11820.32 | 4712.62 | 12890.67 | 8090.22 | 8090.22 | 5033.34 | 11870.75 | 4733.48 | 12947.79
| 674 | 674 | 8066.54 | 8067.86 | 5019.34 | 11837.75 | 4719.57 | 12909.68 | 8102.1 | 8102.1 | 5040.73 | 11888.18 | 4740.43 | 12966.8
| 675 | 675 | 8078.42 | 8079.74 | 5026.73 | 11855.18 | 4726.52 | 12928.69 | 8113.98 | 8113.98 | 5048.12 | 11905.61 | 4747.38 | 12985.81
| 676 | 676 | 8090.3 | 8091.62 | 5034.12 | 11872.61 | 4733.47 | 12947.7 | 8125.86 | 8125.86 | 5055.51 | 11923.04 | 4754.33 | 13004.82
| 677 | 677 | 8102.18 | 8103.5 | 5041.51 | 11890.04 | 4740.42 | 12966.71 | 8137.74 | 8137.74 | 5062.9 | 11940.47 | 4761.28 | 13023.83
| 678 | 678 | 8114.06 | 8115.38 | 5048.9 | 11907.47 | 4747.37 | 12985.72 | 8149.62 | 8149.62 | 5070.29 | 11957.9 | 4768.23 | 13042.84
| 679 | 679 | 8125.94 | 8127.26 | 5056.29 | 11924.9 | 4754.32 | 13004.73 | 8161.5 | 8161.5 | 5077.68 | 11975.33 | 4775.18 | 13061.85
| 680 | 680 | 8137.82 | 8139.14 | 5063.68 | 11942.33 | 4761.27 | 13023.74 | 8173.38 | 8173.38 | 5085.07 | 11992.76 | 4782.13 | 13080.86
| 681 | 681 | 8149.7 | 8151.02 | 5071.07 | 11959.76 | 4768.22 | 13042.75 | 8185.26 | 8185.26 | 5092.46 | 12010.19 | 4789.08 | 13099.87
| 682 | 682 | 8161.58 | 8162.9 | 5078.46 | 11977.19 | 4775.17 | 13061.76 | 8197.14 | 8197.14 | 5099.85 | 12027.62 | 4796.03 | 13118.88
| 683 | 683 | 8173.46 | 8174.78 | 5085.85 | 11994.62 | 4782.12 | 13080.77 | 8209.02 | 8209.02 | 5107.24 | 12045.05 | 4802.98 | 13137.89
| 684 | 684 | 8185.34 | 8186.66 | 5093.24 | 12012.05 | 4789.07 | 13099.78 | 8220.9 | 8220.9 | 5114.63 | 12062.48 | 4809.93 | 13156.9
| 685 | 685 | 8197.22 | 8198.54 | 5100.63 | 12029.48 | 4796.02 | 13118.79 | 8232.78 | 8232.78 | 5122.02 | 12079.91 | 4816.88 | 13175.91
| 686 | 686 | 8209.1 | 8210.42 | 5108.02 | 12046.91 | 4802.97 | 13137.8 | 8244.66 | 8244.66 | 5129.41 | 12097.34 | 4823.83 | 13194.92
| 687 | 687 | 8220.98 | 8222.3 | 5115.41 | 12064.34 | 4809.92 | 13156.81 | 8256.54 | 8256.54 | 5136.8 | 12114.77 | 4830.78 | 13213.93
| 688 | 688 | 8232.86 | 8234.18 | 5122.8 | 12081.77 | 4816.87 | 13175.82 | 8268.42 | 8268.42 | 5144.19 | 12132.2 | 4837.73 | 13232.94
| 689 | 689 | 8244.74 | 8246.06 | 5130.19 | 12099.2 | 4823.82 | 13194.83 | 8280.3 | 8280.3 | 5151.58 | 12149.63 | 4844.68 | 13251.95
| 690 | 690 | 8256.62 | 8257.94 | 5137.58 | 12116.63 | 4830.77 | 13213.84 | 8292.18 | 8292.18 | 5158.97 | 12167.06 | 4851.63 | 13270.96
| 691 | 691 | 8268.5 | 8269.82 | 5144.97 | 12134.06 | 4837.72 | 13232.85 | 8304.06 | 8304.06 | 5166.36 | 12184.49 | 4858.58 | 13289.97
| 692 | 692 | 8280.38 | 8281.7 | 5152.36 | 12151.49 | 4844.67 | 13251.86 | 8315.94 | 8315.94 | 5173.75 | 12201.92 | 4865.53 | 13308.98
| 693 | 693 | 8292.26 | 8293.58 | 5159.75 | 12168.92 | 4851.62 | 13270.87 | 8327.82 | 8327.82 | 5181.14 | 12219.35 | 4872.48 | 13327.99
| 694 | 694 | 8304.14 | 8305.46 | 5167.14 | 12186.35 | 4858.57 | 13289.88 | 8339.7 | 8339.7 | 5188.53 | 12236.78 | 4879.43 | 13347
| 695 | 695 | 8316.02 | 8317.34 | 5174.53 | 12203.78 | 4865.52 | 13308.89 | 8351.58 | 8351.58 | 5195.92 | 12254.21 | 4886.38 | 13366.01
| 696 | 696 | 8327.9 | 8329.22 | 5181.92 | 12221.21 | 4872.47 | 13327.9 | 8363.46 | 8363.46 | 5203.31 | 12271.64 | 4893.33 | 13385.02
| 697 | 697 | 8339.78 | 8341.1 | 5189.31 | 12238.64 | 4879.42 | 13346.91 | 8375.34 | 8375.34 | 5210.7 | 12289.07 | 4900.28 | 13404.03
| 698 | 698 | 8351.66 | 8352.98 | 5196.7 | 12256.07 | 4886.37 | 13365.92 | 8387.22 | 8387.22 | 5218.09 | 12306.5 | 4907.23 | 13423.04
| 699 | 699 | 8363.54 | 8364.86 | 5204.09 | 12273.5 | 4893.32 | 13384.93 | 8399.1 | 8399.1 | 5225.48 | 12323.93 | 4914.18 | 13442.05
| 700 | 700 | 8375.42 | 8376.74 | 5211.48 | 12290.93 | 4900.27 | 13403.94 | 8410.98 | 8410.98 | 5232.87 | 12341.36 | 4921.13 | 13461.06
| 701 | 701 | 8387.3 | 8388.62 | 5218.87 | 12308.36 | 4907.22 | 13422.95 | 8422.86 | 8422.86 | 5240.26 | 12358.79 | 4928.08 | 13480.07
| 702 | 702 | 8399.18 | 8400.5 | 5226.26 | 12325.79 | 4914.17 | 13441.96 | 8434.74 | 8434.74 | 5247.65 | 12376.22 | 4935.03 | 13499.08
| 703 | 703 | 8411.06 | 8412.38 | 5233.65 | 12343.22 | 4921.12 | 13460.97 | 8446.62 | 8446.62 | 5255.04 | 12393.65 | 4941.98 | 13518.09
| 704 | 704 | 8422.94 | 8424.26 | 5241.04 | 12360.65 | 4928.07 | 13479.98 | 8458.5 | 8458.5 | 5262.43 | 12411.08 | 4948.93 | 13537.1
| 705 | 705 | 8434.82 | 8436.14 | 5248.43 | 12378.08 | 4935.02 | 13498.99 | 8470.38 | 8470.38 | 5269.82 | 12428.51 | 4955.88 | 13556.11
| 706 | 706 | 8446.7 | 8448.02 | 5255.82 | 12395.51 | 4941.97 | 13518 | 8482.26 | 8482.26 | 5277.21 | 12445.94 | 4962.83 | 13575.12
| 707 | 707 | 8458.58 | 8459.9 | 5263.21 | 12412.94 | 4948.92 | 13537.01 | 8494.14 | 8494.14 | 5284.6 | 12463.37 | 4969.78 | 13594.13
| 708 | 708 | 8470.46 | 8471.78 | 5270.6 | 12430.37 | 4955.87 | 13556.02 | 8506.02 | 8506.02 | 5291.99 | 12480.8 | 4976.73 | 13613.14
| 709 | 709 | 8482.34 | 8483.66 | 5277.99 | 12447.8 | 4962.82 | 13575.03 | 8517.9 | 8517.9 | 5299.38 | 12498.23 | 4983.68 | 13632.15
| 710 | 710 | 8494.22 | 8495.54 | 5285.38 | 12465.23 | 4969.77 | 13594.04 | 8529.78 | 8529.78 | 5306.77 | 12515.66 | 4990.63 | 13651.16
| 711 | 711 | 8506.1 | 8507.42 | 5292.77 | 12482.66 | 4976.72 | 13613.05 | 8541.66 | 8541.66 | 5314.16 | 12533.09 | 4997.58 | 13670.17
| 712 | 712 | 8517.98 | 8519.3 | 5300.16 | 12500.09 | 4983.67 | 13632.06 | 8553.54 | 8553.54 | 5321.55 | 12550.52 | 5004.53 | 13689.18
| 713 | 713 | 8529.86 | 8531.18 | 5307.55 | 12517.52 | 4990.62 | 13651.07 | 8565.42 | 8565.42 | 5328.94 | 12567.95 | 5011.48 | 13708.19
| 714 | 714 | 8541.74 | 8543.06 | 5314.94 | 12534.95 | 4997.57 | 13670.08 | 8577.3 | 8577.3 | 5336.33 | 12585.38 | 5018.43 | 13727.2
| 715 | 715 | 8553.62 | 8554.94 | 5322.33 | 12552.38 | 5004.52 | 13689.09 | 8589.18 | 8589.18 | 5343.72 | 12602.81 | 5025.38 | 13746.21
| 716 | 716 | 8565.5 | 8566.82 | 5329.72 | 12569.81 | 5011.47 | 13708.1 | 8601.06 | 8601.06 | 5351.11 | 12620.24 | 5032.33 | 13765.22
| 717 | 717 | 8577.38 | 8578.7 | 5337.11 | 12587.24 | 5018.42 | 13727.11 | 8612.94 | 8612.94 | 5358.5 | 12637.67 | 5039.28 | 13784.23
| 718 | 718 | 8589.26 | 8590.58 | 5344.5 | 12604.67 | 5025.37 | 13746.12 | 8624.82 | 8624.82 | 5365.89 | 12655.1 | 5046.23 | 13803.24
| 719 | 719 | 8601.14 | 8602.46 | 5351.89 | 12622.1 | 5032.32 | 13765.13 | 8636.7 | 8636.7 | 5373.28 | 12672.53 | 5053.18 | 13822.25
| 720 | 720 | 8613.02 | 8614.34 | 5359.28 | 12639.53 | 5039.27 | 13784.14 | 8648.58 | 8648.58 | 5380.67 | 12689.96 | 5060.13 | 13841.26
| 721 | 721 | 8624.9 | 8626.22 | 5366.67 | 12656.96 | 5046.22 | 13803.15 | 8660.46 | 8660.46 | 5388.06 | 12707.39 | 5067.08 | 13860.27
| 722 | 722 | 8636.78 | 8638.1 | 5374.06 | 12674.39 | 5053.17 | 13822.16 | 8672.34 | 8672.34 | 5395.45 | 12724.82 | 5074.03 | 13879.28
| 723 | 723 | 8648.66 | 8649.98 | 5381.45 | 12691.82 | 5060.12 | 13841.17 | 8684.22 | 8684.22 | 5402.84 | 12742.25 | 5080.98 | 13898.29
| 724 | 724 | 8660.54 | 8661.86 | 5388.84 | 12709.25 | 5067.07 | 13860.18 | 8696.1 | 8696.1 | 5410.23 | 12759.68 | 5087.93 | 13917.3
| 725 | 725 | 8672.42 | 8673.74 | 5396.23 | 12726.68 | 5074.02 | 13879.19 | 8707.98 | 8707.98 | 5417.62 | 12777.11 | 5094.88 | 13936.31
| 726 | 726 | 8684.3 | 8685.62 | 5403.62 | 12744.11 | 5080.97 | 13898.2 | 8719.86 | 8719.86 | 5425.01 | 12794.54 | 5101.83 | 13955.32
| 727 | 727 | 8696.18 | 8697.5 | 5411.01 | 12761.54 | 5087.92 | 13917.21 | 8731.74 | 8731.74 | 5432.4 | 12811.97 | 5108.78 | 13974.33
| 728 | 728 | 8708.06 | 8709.38 | 5418.4 | 12778.97 | 5094.87 | 13936.22 | 8743.62 | 8743.62 | 5439.79 | 12829.4 | 5115.73 | 13993.34
| 729 | 729 | 8719.94 | 8721.26 | 5425.79 | 12796.4 | 5101.82 | 13955.23 | 8755.5 | 8755.5 | 5447.18 | 12846.83 | 5122.68 | 14012.35
| 730 | 730 | 8731.82 | 8733.14 | 5433.18 | 12813.83 | 5108.77 | 13974.24 | 8767.38 | 8767.38 | 5454.57 | 12864.26 | 5129.63 | 14031.36
| 731 | 731 | 8743.7 | 8745.02 | 5440.57 | 12831.26 | 5115.72 | 13993.25 | 8779.26 | 8779.26 | 5461.96 | 12881.69 | 5136.58 | 14050.37
| 732 | 732 | 8755.58 | 8756.9 | 5447.96 | 12848.69 | 5122.67 | 14012.26 | 8791.14 | 8791.14 | 5469.35 | 12899.12 | 5143.53 | 14069.38
| 733 | 733 | 8767.46 | 8768.78 | 5455.35 | 12866.12 | 5129.62 | 14031.27 | 8803.02 | 8803.02 | 5476.74 | 12916.55 | 5150.48 | 14088.39
| 734 | 734 | 8779.34 | 8780.66 | 5462.74 | 12883.55 | 5136.57 | 14050.28 | 8814.9 | 8814.9 | 5484.13 | 12933.98 | 5157.43 | 14107.4
| 735 | 735 | 8791.22 | 8792.54 | 5470.13 | 12900.98 | 5143.52 | 14069.29 | 8826.78 | 8826.78 | 5491.52 | 12951.41 | 5164.38 | 14126.41
| 736 | 736 | 8803.1 | 8804.42 | 5477.52 | 12918.41 | 5150.47 | 14088.3 | 8838.66 | 8838.66 | 5498.91 | 12968.84 | 5171.33 | 14145.42
| 737 | 737 | 8814.98 | 8816.3 | 5484.91 | 12935.84 | 5157.42 | 14107.31 | 8850.54 | 8850.54 | 5506.3 | 12986.27 | 5178.28 | 14164.43
| 738 | 738 | 8826.86 | 8828.18 | 5492.3 | 12953.27 | 5164.37 | 14126.32 | 8862.42 | 8862.42 | 5513.69 | 13003.7 | 5185.23 | 14183.44
| 739 | 739 | 8838.74 | 8840.06 | 5499.69 | 12970.7 | 5171.32 | 14145.33 | 8874.3 | 8874.3 | 5521.08 | 13021.13 | 5192.18 | 14202.45
| 740 | 740 | 8850.62 | 8851.94 | 5507.08 | 12988.13 | 5178.27 | 14164.34 | 8886.18 | 8886.18 | 5528.47 | 13038.56 | 5199.13 | 14221.46
| 741 | 741 | 8862.5 | 8863.82 | 5514.47 | 13005.56 | 5185.22 | 14183.35 | 8898.06 | 8898.06 | 5535.86 | 13055.99 | 5206.08 | 14240.47
| 742 | 742 | 8874.38 | 8875.7 | 5521.86 | 13022.99 | 5192.17 | 14202.36 | 8909.94 | 8909.94 | 5543.25 | 13073.42 | 5213.03 | 14259.48
| 743 | 743 | 8886.26 | 8887.58 | 5529.25 | 13040.42 | 5199.12 | 14221.37 | 8921.82 | 8921.82 | 5550.64 | 13090.85 | 5219.98 | 14278.49
| 744 | 744 | 8898.14 | 8899.46 | 5536.64 | 13057.85 | 5206.07 | 14240.38 | 8933.7 | 8933.7 | 5558.03 | 13108.28 | 5226.93 | 14297.5
| 745 | 745 | 8910.02 | 8911.34 | 5544.03 | 13075.28 | 5213.02 | 14259.39 | 8945.58 | 8945.58 | 5565.42 | 13125.71 | 5233.88 | 14316.51
| 746 | 746 | 8921.9 | 8923.22 | 5551.42 | 13092.71 | 5219.97 | 14278.4 | 8957.46 | 8957.46 | 5572.81 | 13143.14 | 5240.83 | 14335.52
| 747 | 747 | 8933.78 | 8935.1 | 5558.81 | 13110.14 | 5226.92 | 14297.41 | 8969.34 | 8969.34 | 5580.2 | 13160.57 | 5247.78 | 14354.53
| 748 | 748 | 8945.66 | 8946.98 | 5566.2 | 13127.57 | 5233.87 | 14316.42 | 8981.22 | 8981.22 | 5587.59 | 13178 | 5254.73 | 14373.54
| 749 | 749 | 8957.54 | 8958.86 | 5573.59 | 13145 | 5240.82 | 14335.43 | 8993.1 | 8993.1 | 5594.98 | 13195.43 | 5261.68 | 14392.55
| 750 | 750 | 8969.42 | 8970.74 | 5580.98 | 13162.43 | 5247.77 | 14354.44 | 9004.98 | 9004.98 | 5602.37 | 13212.86 | 5268.63 | 14411.56
| 751 | 751 | 8981.3 | 8982.62 | 5588.37 | 13179.86 | 5254.72 | 14373.45 | 9016.86 | 9016.86 | 5609.76 | 13230.29 | 5275.58 | 14430.57
| 752 | 752 | 8993.18 | 8994.5 | 5595.76 | 13197.29 | 5261.67 | 14392.46 | 9028.74 | 9028.74 | 5617.15 | 13247.72 | 5282.53 | 14449.58
| 753 | 753 | 9005.06 | 9006.38 | 5603.15 | 13214.72 | 5268.62 | 14411.47 | 9040.62 | 9040.62 | 5624.54 | 13265.15 | 5289.48 | 14468.59
| 754 | 754 | 9016.94 | 9018.26 | 5610.54 | 13232.15 | 5275.57 | 14430.48 | 9052.5 | 9052.5 | 5631.93 | 13282.58 | 5296.43 | 14487.6
| 755 | 755 | 9028.82 | 9030.14 | 5617.93 | 13249.58 | 5282.52 | 14449.49 | 9064.38 | 9064.38 | 5639.32 | 13300.01 | 5303.38 | 14506.61
| 756 | 756 | 9040.7 | 9042.02 | 5625.32 | 13267.01 | 5289.47 | 14468.5 | 9076.26 | 9076.26 | 5646.71 | 13317.44 | 5310.33 | 14525.62
| 757 | 757 | 9052.58 | 9053.9 | 5632.71 | 13284.44 | 5296.42 | 14487.51 | 9088.14 | 9088.14 | 5654.1 | 13334.87 | 5317.28 | 14544.63
| 758 | 758 | 9064.46 | 9065.78 | 5640.1 | 13301.87 | 5303.37 | 14506.52 | 9100.02 | 9100.02 | 5661.49 | 13352.3 | 5324.23 | 14563.64
| 759 | 759 | 9076.34 | 9077.66 | 5647.49 | 13319.3 | 5310.32 | 14525.53 | 9111.9 | 9111.9 | 5668.88 | 13369.73 | 5331.18 | 14582.65
| 760 | 760 | 9088.22 | 9089.54 | 5654.88 | 13336.73 | 5317.27 | 14544.54 | 9123.78 | 9123.78 | 5676.27 | 13387.16 | 5338.13 | 14601.66
| 761 | 761 | 9100.1 | 9101.42 | 5662.27 | 13354.16 | 5324.22 | 14563.55 | 9135.66 | 9135.66 | 5683.66 | 13404.59 | 5345.08 | 14620.67
| 762 | 762 | 9111.98 | 9113.3 | 5669.66 | 13371.59 | 5331.17 | 14582.56 | 9147.54 | 9147.54 | 5691.05 | 13422.02 | 5352.03 | 14639.68
| 763 | 763 | 9123.86 | 9125.18 | 5677.05 | 13389.02 | 5338.12 | 14601.57 | 9159.42 | 9159.42 | 5698.44 | 13439.45 | 5358.98 | 14658.69
| 764 | 764 | 9135.74 | 9137.06 | 5684.44 | 13406.45 | 5345.07 | 14620.58 | 9171.3 | 9171.3 | 5705.83 | 13456.88 | 5365.93 | 14677.7
| 765 | 765 | 9147.62 | 9148.94 | 5691.83 | 13423.88 | 5352.02 | 14639.59 | 9183.18 | 9183.18 | 5713.22 | 13474.31 | 5372.88 | 14696.71
| 766 | 766 | 9159.5 | 9160.82 | 5699.22 | 13441.31 | 5358.97 | 14658.6 | 9195.06 | 9195.06 | 5720.61 | 13491.74 | 5379.83 | 14715.72
| 767 | 767 | 9171.38 | 9172.7 | 5706.61 | 13458.74 | 5365.92 | 14677.61 | 9206.94 | 9206.94 | 5728 | 13509.17 | 5386.78 | 14734.73
| 768 | 768 | 9183.26 | 9184.58 | 5714 | 13476.17 | 5372.87 | 14696.62 | 9218.82 | 9218.82 | 5735.39 | 13526.6 | 5393.73 | 14753.74
| 769 | 769 | 9195.14 | 9196.46 | 5721.39 | 13493.6 | 5379.82 | 14715.63 | 9230.7 | 9230.7 | 5742.78 | 13544.03 | 5400.68 | 14772.75
| 770 | 770 | 9207.02 | 9208.34 | 5728.78 | 13511.03 | 5386.77 | 14734.64 | 9242.58 | 9242.58 | 5750.17 | 13561.46 | 5407.63 | 14791.76
| 771 | 771 | 9218.9 | 9220.22 | 5736.17 | 13528.46 | 5393.72 | 14753.65 | 9254.46 | 9254.46 | 5757.56 | 13578.89 | 5414.58 | 14810.77
| 772 | 772 | 9230.78 | 9232.1 | 5743.56 | 13545.89 | 5400.67 | 14772.66 | 9266.34 | 9266.34 | 5764.95 | 13596.32 | 5421.53 | 14829.78
| 773 | 773 | 9242.66 | 9243.98 | 5750.95 | 13563.32 | 5407.62 | 14791.67 | 9278.22 | 9278.22 | 5772.34 | 13613.75 | 5428.48 | 14848.79
| 774 | 774 | 9254.54 | 9255.86 | 5758.34 | 13580.75 | 5414.57 | 14810.68 | 9290.1 | 9290.1 | 5779.73 | 13631.18 | 5435.43 | 14867.8
| 775 | 775 | 9266.42 | 9267.74 | 5765.73 | 13598.18 | 5421.52 | 14829.69 | 9301.98 | 9301.98 | 5787.12 | 13648.61 | 5442.38 | 14886.81
| 776 | 776 | 9278.3 | 9279.62 | 5773.12 | 13615.61 | 5428.47 | 14848.7 | 9313.86 | 9313.86 | 5794.51 | 13666.04 | 5449.33 | 14905.82
| 777 | 777 | 9290.18 | 9291.5 | 5780.51 | 13633.04 | 5435.42 | 14867.71 | 9325.74 | 9325.74 | 5801.9 | 13683.47 | 5456.28 | 14924.83
| 778 | 778 | 9302.06 | 9303.38 | 5787.9 | 13650.47 | 5442.37 | 14886.72 | 9337.62 | 9337.62 | 5809.29 | 13700.9 | 5463.23 | 14943.84
| 779 | 779 | 9313.94 | 9315.26 | 5795.29 | 13667.9 | 5449.32 | 14905.73 | 9349.5 | 9349.5 | 5816.68 | 13718.33 | 5470.18 | 14962.85
| 780 | 780 | 9325.82 | 9327.14 | 5802.68 | 13685.33 | 5456.27 | 14924.74 | 9361.38 | 9361.38 | 5824.07 | 13735.76 | 5477.13 | 14981.86
| 781 | 781 | 9337.7 | 9339.02 | 5810.07 | 13702.76 | 5463.22 | 14943.75 | 9373.26 | 9373.26 | 5831.46 | 13753.19 | 5484.08 | 15000.87
| 782 | 782 | 9349.58 | 9350.9 | 5817.46 | 13720.19 | 5470.17 | 14962.76 | 9385.14 | 9385.14 | 5838.85 | 13770.62 | 5491.03 | 15019.88
| 783 | 783 | 9361.46 | 9362.78 | 5824.85 | 13737.62 | 5477.12 | 14981.77 | 9397.02 | 9397.02 | 5846.24 | 13788.05 | 5497.98 | 15038.89
| 784 | 784 | 9373.34 | 9374.66 | 5832.24 | 13755.05 | 5484.07 | 15000.78 | 9408.9 | 9408.9 | 5853.63 | 13805.48 | 5504.93 | 15057.9
| 785 | 785 | 9385.22 | 9386.54 | 5839.63 | 13772.48 | 5491.02 | 15019.79 | 9420.78 | 9420.78 | 5861.02 | 13822.91 | 5511.88 | 15076.91
| 786 | 786 | 9397.1 | 9398.42 | 5847.02 | 13789.91 | 5497.97 | 15038.8 | 9432.66 | 9432.66 | 5868.41 | 13840.34 | 5518.83 | 15095.92
| 787 | 787 | 9408.98 | 9410.3 | 5854.41 | 13807.34 | 5504.92 | 15057.81 | 9444.54 | 9444.54 | 5875.8 | 13857.77 | 5525.78 | 15114.93
| 788 | 788 | 9420.86 | 9422.18 | 5861.8 | 13824.77 | 5511.87 | 15076.82 | 9456.42 | 9456.42 | 5883.19 | 13875.2 | 5532.73 | 15133.94
| 789 | 789 | 9432.74 | 9434.06 | 5869.19 | 13842.2 | 5518.82 | 15095.83 | 9468.3 | 9468.3 | 5890.58 | 13892.63 | 5539.68 | 15152.95
| 790 | 790 | 9444.62 | 9445.94 | 5876.58 | 13859.63 | 5525.77 | 15114.84 | 9480.18 | 9480.18 | 5897.97 | 13910.06 | 5546.63 | 15171.96
| 791 | 791 | 9456.5 | 9457.82 | 5883.97 | 13877.06 | 5532.72 | 15133.85 | 9492.06 | 9492.06 | 5905.36 | 13927.49 | 5553.58 | 15190.97
| 792 | 792 | 9468.38 | 9469.7 | 5891.36 | 13894.49 | 5539.67 | 15152.86 | 9503.94 | 9503.94 | 5912.75 | 13944.92 | 5560.53 | 15209.98
| 793 | 793 | 9480.26 | 9481.58 | 5898.75 | 13911.92 | 5546.62 | 15171.87 | 9515.82 | 9515.82 | 5920.14 | 13962.35 | 5567.48 | 15228.99
| 794 | 794 | 9492.14 | 9493.46 | 5906.14 | 13929.35 | 5553.57 | 15190.88 | 9527.7 | 9527.7 | 5927.53 | 13979.78 | 5574.43 | 15248
| 795 | 795 | 9504.02 | 9505.34 | 5913.53 | 13946.78 | 5560.52 | 15209.89 | 9539.58 | 9539.58 | 5934.92 | 13997.21 | 5581.38 | 15267.01
| 796 | 796 | 9515.9 | 9517.22 | 5920.92 | 13964.21 | 5567.47 | 15228.9 | 9551.46 | 9551.46 | 5942.31 | 14014.64 | 5588.33 | 15286.02
| 797 | 797 | 9527.78 | 9529.1 | 5928.31 | 13981.64 | 5574.42 | 15247.91 | 9563.34 | 9563.34 | 5949.7 | 14032.07 | 5595.28 | 15305.03
| 798 | 798 | 9539.66 | 9540.98 | 5935.7 | 13999.07 | 5581.37 | 15266.92 | 9575.22 | 9575.22 | 5957.09 | 14049.5 | 5602.23 | 15324.04
| 799 | 799 | 9551.54 | 9552.86 | 5943.09 | 14016.5 | 5588.32 | 15285.93 | 9587.1 | 9587.1 | 5964.48 | 14066.93 | 5609.18 | 15343.05
| 800 | 800 | 9563.42 | 9564.74 | 5950.48 | 14033.93 | 5595.27 | 15304.94 | 9598.98 | 9598.98 | 5971.87 | 14084.36 | 5616.13 | 15362.06
| 801 | 801 | 9575.3 | 9576.62 | 5957.87 | 14051.36 | 5602.22 | 15323.95 | 9610.86 | 9610.86 | 5979.26 | 14101.79 | 5623.08 | 15381.07
| 802 | 802 | 9587.18 | 9588.5 | 5965.26 | 14068.79 | 5609.17 | 15342.96 | 9622.74 | 9622.74 | 5986.65 | 14119.22 | 5630.03 | 15400.08
| 803 | 803 | 9599.06 | 9600.38 | 5972.65 | 14086.22 | 5616.12 | 15361.97 | 9634.62 | 9634.62 | 5994.04 | 14136.65 | 5636.98 | 15419.09
| 804 | 804 | 9610.94 | 9612.26 | 5980.04 | 14103.65 | 5623.07 | 15380.98 | 9646.5 | 9646.5 | 6001.43 | 14154.08 | 5643.93 | 15438.1
| 805 | 805 | 9622.82 | 9624.14 | 5987.43 | 14121.08 | 5630.02 | 15399.99 | 9658.38 | 9658.38 | 6008.82 | 14171.51 | 5650.88 | 15457.11
| 806 | 806 | 9634.7 | 9636.02 | 5994.82 | 14138.51 | 5636.97 | 15419 | 9670.26 | 9670.26 | 6016.21 | 14188.94 | 5657.83 | 15476.12
| 807 | 807 | 9646.58 | 9647.9 | 6002.21 | 14155.94 | 5643.92 | 15438.01 | 9682.14 | 9682.14 | 6023.6 | 14206.37 | 5664.78 | 15495.13
| 808 | 808 | 9658.46 | 9659.78 | 6009.6 | 14173.37 | 5650.87 | 15457.02 | 9694.02 | 9694.02 | 6030.99 | 14223.8 | 5671.73 | 15514.14
| 809 | 809 | 9670.34 | 9671.66 | 6016.99 | 14190.8 | 5657.82 | 15476.03 | 9705.9 | 9705.9 | 6038.38 | 14241.23 | 5678.68 | 15533.15
| 810 | 810 | 9682.22 | 9683.54 | 6024.38 | 14208.23 | 5664.77 | 15495.04 | 9717.78 | 9717.78 | 6045.77 | 14258.66 | 5685.63 | 15552.16
| 811 | 811 | 9694.1 | 9695.42 | 6031.77 | 14225.66 | 5671.72 | 15514.05 | 9729.66 | 9729.66 | 6053.16 | 14276.09 | 5692.58 | 15571.17
| 812 | 812 | 9705.98 | 9707.3 | 6039.16 | 14243.09 | 5678.67 | 15533.06 | 9741.54 | 9741.54 | 6060.55 | 14293.52 | 5699.53 | 15590.18
| 813 | 813 | 9717.86 | 9719.18 | 6046.55 | 14260.52 | 5685.62 | 15552.07 | 9753.42 | 9753.42 | 6067.94 | 14310.95 | 5706.48 | 15609.19
| 814 | 814 | 9729.74 | 9731.06 | 6053.94 | 14277.95 | 5692.57 | 15571.08 | 9765.3 | 9765.3 | 6075.33 | 14328.38 | 5713.43 | 15628.2
| 815 | 815 | 9741.62 | 9742.94 | 6061.33 | 14295.38 | 5699.52 | 15590.09 | 9777.18 | 9777.18 | 6082.72 | 14345.81 | 5720.38 | 15647.21
| 816 | 816 | 9753.5 | 9754.82 | 6068.72 | 14312.81 | 5706.47 | 15609.1 | 9789.06 | 9789.06 | 6090.11 | 14363.24 | 5727.33 | 15666.22
| 817 | 817 | 9765.38 | 9766.7 | 6076.11 | 14330.24 | 5713.42 | 15628.11 | 9800.94 | 9800.94 | 6097.5 | 14380.67 | 5734.28 | 15685.23
| 818 | 818 | 9777.26 | 9778.58 | 6083.5 | 14347.67 | 5720.37 | 15647.12 | 9812.82 | 9812.82 | 6104.89 | 14398.1 | 5741.23 | 15704.24
| 819 | 819 | 9789.14 | 9790.46 | 6090.89 | 14365.1 | 5727.32 | 15666.13 | 9824.7 | 9824.7 | 6112.28 | 14415.53 | 5748.18 | 15723.25
| 820 | 820 | 9801.02 | 9802.34 | 6098.28 | 14382.53 | 5734.27 | 15685.14 | 9836.58 | 9836.58 | 6119.67 | 14432.96 | 5755.13 | 15742.26
| 821 | 821 | 9812.9 | 9814.22 | 6105.67 | 14399.96 | 5741.22 | 15704.15 | 9848.46 | 9848.46 | 6127.06 | 14450.39 | 5762.08 | 15761.27
| 822 | 822 | 9824.78 | 9826.1 | 6113.06 | 14417.39 | 5748.17 | 15723.16 | 9860.34 | 9860.34 | 6134.45 | 14467.82 | 5769.03 | 15780.28
| 823 | 823 | 9836.66 | 9837.98 | 6120.45 | 14434.82 | 5755.12 | 15742.17 | 9872.22 | 9872.22 | 6141.84 | 14485.25 | 5775.98 | 15799.29
| 824 | 824 | 9848.54 | 9849.86 | 6127.84 | 14452.25 | 5762.07 | 15761.18 | 9884.1 | 9884.1 | 6149.23 | 14502.68 | 5782.93 | 15818.3
| 825 | 825 | 9860.42 | 9861.74 | 6135.23 | 14469.68 | 5769.02 | 15780.19 | 9895.98 | 9895.98 | 6156.62 | 14520.11 | 5789.88 | 15837.31
| 826 | 826 | 9872.3 | 9873.62 | 6142.62 | 14487.11 | 5775.97 | 15799.2 | 9907.86 | 9907.86 | 6164.01 | 14537.54 | 5796.83 | 15856.32
| 827 | 827 | 9884.18 | 9885.5 | 6150.01 | 14504.54 | 5782.92 | 15818.21 | 9919.74 | 9919.74 | 6171.4 | 14554.97 | 5803.78 | 15875.33
| 828 | 828 | 9896.06 | 9897.38 | 6157.4 | 14521.97 | 5789.87 | 15837.22 | 9931.62 | 9931.62 | 6178.79 | 14572.4 | 5810.73 | 15894.34
| 829 | 829 | 9907.94 | 9909.26 | 6164.79 | 14539.4 | 5796.82 | 15856.23 | 9943.5 | 9943.5 | 6186.18 | 14589.83 | 5817.68 | 15913.35
| 830 | 830 | 9919.82 | 9921.14 | 6172.18 | 14556.83 | 5803.77 | 15875.24 | 9955.38 | 9955.38 | 6193.57 | 14607.26 | 5824.63 | 15932.36
| 831 | 831 | 9931.7 | 9933.02 | 6179.57 | 14574.26 | 5810.72 | 15894.25 | 9967.26 | 9967.26 | 6200.96 | 14624.69 | 5831.58 | 15951.37
| 832 | 832 | 9943.58 | 9944.9 | 6186.96 | 14591.69 | 5817.67 | 15913.26 | 9979.14 | 9979.14 | 6208.35 | 14642.12 | 5838.53 | 15970.38
| 833 | 833 | 9955.46 | 9956.78 | 6194.35 | 14609.12 | 5824.62 | 15932.27 | 9991.02 | 9991.02 | 6215.74 | 14659.55 | 5845.48 | 15989.39
| 834 | 834 | 9967.34 | 9968.66 | 6201.74 | 14626.55 | 5831.57 | 15951.28 | 10002.9 | 10002.9 | 6223.13 | 14676.98 | 5852.43 | 16008.4
| 835 | 835 | 9979.22 | 9980.54 | 6209.13 | 14643.98 | 5838.52 | 15970.29 | 10014.78 | 10014.78 | 6230.52 | 14694.41 | 5859.38 | 16027.41
| 836 | 836 | 9991.1 | 9992.42 | 6216.52 | 14661.41 | 5845.47 | 15989.3 | 10026.66 | 10026.66 | 6237.91 | 14711.84 | 5866.33 | 16046.42
| 837 | 837 | 10002.98 | 10004.3 | 6223.91 | 14678.84 | 5852.42 | 16008.31 | 10038.54 | 10038.54 | 6245.3 | 14729.27 | 5873.28 | 16065.43
| 838 | 838 | 10014.86 | 10016.18 | 6231.3 | 14696.27 | 5859.37 | 16027.32 | 10050.42 | 10050.42 | 6252.69 | 14746.7 | 5880.23 | 16084.44
| 839 | 839 | 10026.74 | 10028.06 | 6238.69 | 14713.7 | 5866.32 | 16046.33 | 10062.3 | 10062.3 | 6260.08 | 14764.13 | 5887.18 | 16103.45
| 840 | 840 | 10038.62 | 10039.94 | 6246.08 | 14731.13 | 5873.27 | 16065.34 | 10074.18 | 10074.18 | 6267.47 | 14781.56 | 5894.13 | 16122.46
| 841 | 841 | 10050.5 | 10051.82 | 6253.47 | 14748.56 | 5880.22 | 16084.35 | 10086.06 | 10086.06 | 6274.86 | 14798.99 | 5901.08 | 16141.47
| 842 | 842 | 10062.38 | 10063.7 | 6260.86 | 14765.99 | 5887.17 | 16103.36 | 10097.94 | 10097.94 | 6282.25 | 14816.42 | 5908.03 | 16160.48
| 843 | 843 | 10074.26 | 10075.58 | 6268.25 | 14783.42 | 5894.12 | 16122.37 | 10109.82 | 10109.82 | 6289.64 | 14833.85 | 5914.98 | 16179.49
| 844 | 844 | 10086.14 | 10087.46 | 6275.64 | 14800.85 | 5901.07 | 16141.38 | 10121.7 | 10121.7 | 6297.03 | 14851.28 | 5921.93 | 16198.5
| 845 | 845 | 10098.02 | 10099.34 | 6283.03 | 14818.28 | 5908.02 | 16160.39 | 10133.58 | 10133.58 | 6304.42 | 14868.71 | 5928.88 | 16217.51
| 846 | 846 | 10109.9 | 10111.22 | 6290.42 | 14835.71 | 5914.97 | 16179.4 | 10145.46 | 10145.46 | 6311.81 | 14886.14 | 5935.83 | 16236.52
| 847 | 847 | 10121.78 | 10123.1 | 6297.81 | 14853.14 | 5921.92 | 16198.41 | 10157.34 | 10157.34 | 6319.2 | 14903.57 | 5942.78 | 16255.53
| 848 | 848 | 10133.66 | 10134.98 | 6305.2 | 14870.57 | 5928.87 | 16217.42 | 10169.22 | 10169.22 | 6326.59 | 14921 | 5949.73 | 16274.54
| 849 | 849 | 10145.54 | 10146.86 | 6312.59 | 14888 | 5935.82 | 16236.43 | 10181.1 | 10181.1 | 6333.98 | 14938.43 | 5956.68 | 16293.55
| 850 | 850 | 10157.42 | 10158.74 | 6319.98 | 14905.43 | 5942.77 | 16255.44 | 10192.98 | 10192.98 | 6341.37 | 14955.86 | 5963.63 | 16312.56

## Basic Data (hidden)
HIRE CHARGES OF MACHINERY | [12 empty] | 1122017 |  | (LEAD) CONVEYANCE CHARGES FOR MACHINERY PER KILOMETER FOR TRANSPORTING MATERIALS BY TIPPERS AND TRUCKS EXCLUDING LOADING, UNLOADING AND IDLE HIRE CHARGES OF MACHINERY FOR THE YEAR: 2017-18 | [7 empty] | (LEAD) CONVEYANCE CHARGES FOR MACHINERY PER KILOMETER FOR TRANSPORTING MATERIALS BY TIPPERS AND TRUCKS EXCLUDING LOADING, UNLOADING AND IDLE HIRE CHARGES OF MACHINERY FOR THE YEAR: 2017-18
|  |  |  | Hire Charges | Fuel Charges | Crew Charges | Total |  | Per |  |  |  | 2016-01-22 |  | (No loading and unloading charges allowed for machinery loading and unloading) Note: The lead & lift charges are inclusive of 13.615% Contractor Profit and Over Head charge | [6 empty] | 1.1361 | (No loading and unloading charges allowed for machinery loading and unloading) Note: The lead & lift charges are exclusive of 13.615% Contractor Profit and Over Head charge
a) | Hire charges of Tipper 5.00 Cum capacity |  |  | 471.6 | 352.5 | 211.6 | 1035.7 |  | Hour | 440.5 | 305.2 | 178.4 |  | SL.No | Distance | (Lead) charges for trucks and tippers for Earth / Sand /Gravel / Murrum/ Lime/ Surki/ per cu.meter | (Lead) charges for trucks and tippers for Rubble/Size stones/ Cut Stones/ Coarse aggregate per cu.meter | (Lead) charges for trucks and tippers for Cement/ Steel/ RCC poles/ AC & GI sheets/ Packed materials/ tonne | (Lead) charges for trucks and tippers per cu.meter for PCC slabs/ Shahabad slabs/ CC & Laterite blocks/ Wood/ cum | (Lead) charges for trucks and tippers per cu.met er water/ 1000 litres | (Lead) charges for trucks per 1000 nos. of bricks | SL.No | Distance | (Lead) charges for trucks and tippers for Earth / Sand /Gravel / Murrum/ Lime/ Surki/ per cu.meter | (Lead) charges for trucks and tippers for Rubble/Size stones/ Cut Stones/ Coarse aggregate per cu.meter | (Lead) charges for trucks and tippers for Cement/ Steel/ RCC poles/ AC & GI sheets/ Packed materials/ tonne | (Lead) charges for trucks and tippers per cu.meter for PCC slabs/ Shahabad slabs/ CC & Laterite blocks/ Wood/ cum | (Lead) charges for trucks and tippers per cu.met er water/ 1000 litres | (Lead) charges for trucks per 1000 nos. of bricks
b) | Hire charges of Tipper 10 Tonnes capacity |  |  | 471.6 | 352.5 | 211.6 | 1035.7 |  | Hour | 440.5 | 305.2 | 178.4
c) | Hire charges of Water Tanker 8000 Ltrs capacity |  |  | 417.8 | 352.5 | 211.6 | 981.9 |  | Hour
d) | Hire charges of Truck 10 Tonnes capacity |  |  | 428.6 | 352.5 | 211.6 | 992.7 |  | Hour | 891.9
e) | Hire charges of FE loader 1.00 Cum bucket capacity @ 45 Cum |  |  | 1279.42 | 352.5 | 211.6 | 1843.52 |  | Hour | 440.5 | 305.2 | 178.4 | 1646 | 1 | Lead up to 1 km | 40.4 | 38.9 | 24.3 | 57.3 | 23.7 | 64.9 | 1 | Lead up to 1 km | 35.56 | 34.24 | 21.39 | 50.43 | 20.86 | 57.12
RATES FOR CONVEYANCE BY MACHINERY | [13 empty] | 2 | Lead up to 2km | 56.6 | 54.5 | 34.1 | 80.2 | 33.2 | 90.9 | 2 | Lead up to 2km | 49.82 | 47.97 | 30.01 | 70.59 | 29.22 | 80.01
1 | Mincipal area allowance | [7 empty] | 0% |  |  |  |  | 3 | Lead up to 3km | 75.4 | 75.4 | 47.1 | 110.9 | 44.3 | 121.2 | 3 | Lead up to 3km | 66.36 | 66.36 | 41.46 | 97.61 | 38.99 | 106.68
2 | Industrial area allowance | [7 empty] | 0% |  |  |  |  | 4 | Lead up to 4km | 91.6 | 91.6 | 57.2 | 134.7 | 53.8 | 147.1 | 4 | Lead up to 4km | 80.62 | 80.62 | 50.35 | 118.56 | 47.35 | 129.47
3 | Agency area allowance | [7 empty] | 0% |  |  |  |  | 5 | Lead up to 5km | 107.8 | 107.8 | 67.4 | 158.5 | 63.2 | 173.1 | 5 | Lead up to 5km | 94.88 | 94.88 | 59.32 | 139.51 | 55.63 | 152.36
4 | Allowable allowance | [7 empty] | 0% |  |  |  |  | 6 | for Every km beyond 5 km up to 30 km | 16.2 | 16.2 | 10.1 | 23.8 | 9.5 | 26 | 6 | for Every km beyond 5 km up to 30 km | 14.26 | 14.26 | 8.89 | 20.95 | 8.36 | 22.88
5 | Add Overhead Charges & Contractor's Profit | [7 empty] | 0% |  |  |  |  | 7 | for Every km beyond 30 km | 13.5 | 13.5 | 8.4 | 19.8 | 7.9 | 21.6 | 7 | for Every km beyond 30 km | 11.88 | 11.88 | 7.39 | 17.43 | 6.95 | 19.01
A) | For Earth/Gravel/Sand/Morrum/Lime/Surki (per Cum):
1 | Lead up to 1 Km:
| Out put | = | 5 | Cum |  | Rate | Per |  | Amount
| 0.15 | Hrs. hire charges of Tipper 5.00 Cum @ Rs. |  |  |  | 471.6 | Hour | Rs. | 70.74
| 0.15 | Hrs. fuel charges of Tipper 5.00 Cum @ Rs. |  |  |  | 352.5 | Hour | Rs. | 52.88
| 0.15 | Hrs. crew charges of Tipper 5.00 Cum @ Rs. |  |  |  | 211.6 | Hour | Rs. | 31.74
| 0 | add area allowance at 0% on Rs. |  |  |  | 31.74 |  | Rs. | 0
|  | Rate for | 5 | Cum |  |  |  | Rs. | 155.36
|  | Rate for | 1 | Cum |  |  |  | Rs. | 31.07 |  |  |  |  | C. LOADING AND UNLOADING CHARGES BY MANUAL MEANS (idle hire charges of trucks are not added) Note: The lead & lift charges are inclusive of 13.615% Contractor Profit and Over Head charge | [7 empty] | C. LOADING AND UNLOADING CHARGES BY MANUAL MEANS (idle hire charges of trucks are not added) Note: The lead & lift charges are exclusive of 13.615% Contractor Profit and Over Head charge
| 0 | add overheads and contractors profit at 0% on Rs. |  |  |  | 31.07 |  | Rs. | 0 |  |  |  |  | Sl No. | Description of item | Earth / Sand /Gravel Murrum/ / Surki/ Rs / cum | Rubble/ size stone/ cut stone/ Coarse aggretgate, Lime in Rs/cum | Cement in Rs/tonne | Steel in Rs./tonne | Brick work Rs/100 0 No |  | Sl No. | Description of item | Earth / Sand /Gravel Murrum/ / Surki/ Rs / cum | Rubble/ size stone/ cut stone/ Coarse aggretgate, Lime in Rs/cum | Cement in Rs/tonne | Steel in Rs./tonne | Brick work Rs/100 0 No
|  | Total rate for |  | 1 | Cum |  |  | Rs. | 31.07
2 | Lead up to 2 Km:
| Out put | = | 5 | Cum |  | Rate | Per |  | Amount
| 0.21 | Hrs. hire charges of Tipper 5.00 Cum @ Rs. |  |  |  | 471.6 | Hour | Rs. | 99.04
| 0.21 | Hrs. fuel charges of Tipper 5.00 Cum @ Rs. |  |  |  | 352.5 | Hour | Rs. | 74.03
| 0.21 | Hrs. crew charges of Tipper 5.00 Cum @ Rs. |  |  |  | 211.6 | Hour | Rs. | 44.44 |  |  |  |  | 1 | 2 | 3 | 4 | 5 | 6 | 7 |  | 1 | 2 | 3 | 4 | 5 | 6 | 7
| 0 | add area allowance at 0% on Rs. |  |  |  | 44.44 |  | Rs. | 0 |  |  |  |  | 1 | Loading | 26.4 | 52.7 | 87 | 104.3 | 72.5 |  | 1 | Loading | 23.24 | 46.38 | 76.57 | 91.8 | 63.81
|  | Rate for | 5 | Cum |  |  |  | Rs. | 217.51 |  |  |  |  | 2 | Unloading | 13.2 | 26.35 | 87 | 104.3 | 72.5 |  | 2 | Unloading | 11.62 | 23.19 | 76.57 | 91.8 | 63.81
|  | Rate for | 1 | Cum |  |  |  | Rs. | 43.5
| 0 | add overheads and contractors profit at 0% on Rs. |  |  |  | 43.5 | Hour | Rs. | 0
|  | Total rate for |  | 1 | Cum |  |  | Rs. | 43.5
3 | Lead up to 3 Km:
| Out put | = | 5 | Cum |  | Rate | Per |  | Amount
| 0.28 | Hrs. hire charges of Tipper 5.00 Cum @ Rs. |  |  |  | 471.6 | Hour | Rs. | 132.05
| 0.28 | Hrs. fuel charges of Tipper 5.00 Cum @ Rs. |  |  |  | 352.5 | Hour | Rs. | 98.7
| 0.28 | Hrs. crew charges of Tipper 5.00 Cum @ Rs. |  |  |  | 211.6 | Hour | Rs. | 59.25
| 0 | add area allowance at 0% on Rs. |  |  |  | 59.25 |  | Rs. | 0
|  | Rate for | 5 | Cum |  |  |  | Rs. | 290
|  | Rate for | 1 | Cum |  |  |  | Rs. | 58
| 0 | add overheads and contractors profit at 0% on Rs. |  |  |  | 58 | Hour | Rs. | 0
|  | Total rate for |  | 1 | Cum |  |  | Rs. | 58
4 | Lead up to 4 Km:
| Out put | = | 5 | Cum |  | Rate | Per |  | Amount
| 0.34 | Hrs. hire charges of Tipper 5.00 Cum @ Rs. |  |  |  | 471.6 | Hour | Rs. | 160.34
| 0.34 | Hrs. fuel charges of Tipper 5.00 Cum @ Rs. |  |  |  | 352.5 | Hour | Rs. | 119.85
| 0.34 | Hrs. crew charges of Tipper 5.00 Cum @ Rs. |  |  |  | 211.6 | Hour | Rs. | 71.94
| 0 | add area allowance at 0% on Rs. |  |  |  | 71.94 |  | Rs. | 0
|  | Rate for | 5 | Cum |  |  |  | Rs. | 352.13
|  | Rate for | 1 | Cum |  |  |  | Rs. | 70.43
| 0 | add overheads and contractors profit at 0% on Rs. |  |  |  | 70.43 | Hour | Rs. | 0
|  | Total rate for |  | 1 | Cum |  |  | Rs. | 70.43
5 | Lead up to 5 Km:
| Out put | = | 5 | Cum |  | Rate | Per |  | Amount
| 0.4 | Hrs. hire charges of Tipper 5.00 Cum @ Rs. |  |  |  | 471.6 | Hour | Rs. | 188.64
| 0.4 | Hrs. fuel charges of Tipper 5.00 Cum @ Rs. |  |  |  | 352.5 | Hour | Rs. | 141
| 0.4 | Hrs. crew charges of Tipper 5.00 Cum @ Rs. |  |  |  | 211.6 | Hour | Rs. | 84.64
| 0 | add area allowance at 0% on Rs. |  |  |  | 84.64 |  | Rs. | 0
|  | Rate for | 5 | Cum |  |  |  | Rs. | 414.28
|  | Rate for | 1 | Cum |  |  |  | Rs. | 82.86
| 0 | add overheads and contractors profit at 0% on Rs. |  |  |  | 82.86 | Hour | Rs. | 0
|  | Total rate for |  | 1 | Cum |  |  | Rs. | 82.86
6 | Lead for every Km from 5 to 30 Km:
| Out put | = | 5 | Cum |  | Rate | Per |  | Amount
| 0.06 | Hrs. hire charges of Tipper 5.00 Cum @ Rs. |  |  |  | 471.6 | Hour | Rs. | 28.3
| 0.06 | Hrs. fuel charges of Tipper 5.00 Cum @ Rs. |  |  |  | 352.5 | Hour | Rs. | 21.15
| 0.06 | Hrs. crew charges of Tipper 5.00 Cum @ Rs. |  |  |  | 211.6 | Hour | Rs. | 12.7
| 0 | add area allowance at 0% on Rs. |  |  |  | 12.7 |  | Rs. | 0
|  | Rate for | 5 | Cum |  |  |  | Rs. | 62.15
|  | Rate for | 1 | Cum |  |  |  | Rs. | 12.43
| 0 | add overheads and contractors profit at 0% on Rs. |  |  |  | 12.43 | Hour | Rs. | 0
|  | Total rate for |  | 1 | Cum |  |  | Rs. | 12.43
7 | Lead for every Km beyond 30 Km:
| Out put | = | 5 | Cum |  | Rate | Per |  | Amount
| 0.05 | Hrs. hire charges of Tipper 5.00 Cum @ Rs. |  |  |  | 471.6 | Hour | Rs. | 23.58
| 0.05 | Hrs. fuel charges of Tipper 5.00 Cum @ Rs. |  |  |  | 352.5 | Hour | Rs. | 17.63
| 0.05 | Hrs. crew charges of Tipper 5.00 Cum @ Rs. |  |  |  | 211.6 | Hour | Rs. | 10.58
| 0 | add area allowance at 0% on Rs. |  |  |  | 10.58 |  | Rs. | 0
|  | Rate for | 5 | Cum |  |  |  | Rs. | 51.79
|  | Rate for | 1 | Cum |  |  |  | Rs. | 10.36
| 0 | add overheads and contractors profit at 0% on Rs. |  |  |  | 10.36 |  | Rs. | 0
|  | Total rate for |  | 1 | Cum |  |  | Rs. | 10.36
B) | For Rubble/Size stones/Cut stones/Coarse aggregates (per Cum):
1 | Lead up to 1 Km:
| Out put | = | 5 | Cum |  | Rate | Per |  | Amount
| 0.15 | Hrs. hire charges of Tipper 5.00 Cum @ Rs. |  |  |  | 471.6 | Hour | Rs. | 70.74
| 0.15 | Hrs. fuel charges of Tipper 5.00 Cum @ Rs. |  |  |  | 352.5 | Hour | Rs. | 52.88
| 0.15 | Hrs. crew charges of Tipper 5.00 Cum @ Rs. |  |  |  | 211.6 | Hour | Rs. | 31.74
| 0 | add area allowance at 0% on Rs. |  |  |  | 31.74 |  | Rs. | 0
|  | Rate for | 5 | Cum |  |  |  | Rs. | 155.36
|  | Rate for | 1 | Cum |  |  |  | Rs. | 31.07
| 0 | add overheads and contractors profit at 0% on Rs. |  |  |  | 31.07 |  | Rs. | 0
|  | Total rate for |  | 1 | Cum |  |  | Rs. | 31.07
2 | Lead up to 2 Km:
| Out put | = | 5 | Cum |  | Rate | Per |  | Amount
| 0.21 | Hrs. hire charges of Tipper 5.00 Cum @ Rs. |  |  |  | 471.6 | Hour | Rs. | 99.04
| 0.21 | Hrs. fuel charges of Tipper 5.00 Cum @ Rs. |  |  |  | 352.5 | Hour | Rs. | 74.03
| 0.21 | Hrs. crew charges of Tipper 5.00 Cum @ Rs. |  |  |  | 211.6 | Hour | Rs. | 44.44
| 0 | add area allowance at 0% on Rs. |  |  |  | 44.44 |  | Rs. | 0
|  | Rate for | 5 | Cum |  |  |  | Rs. | 217.51
|  | Rate for | 1 | Cum |  |  |  | Rs. | 43.5
| 0 | add overheads and contractors profit at 0% on Rs. |  |  |  | 43.5 | Hour | Rs. | 0
|  | Total rate for |  | 1 | Cum |  |  | Rs. | 43.5
3 | Lead up to 3 Km:
| Out put | = | 5 | Cum |  | Rate | Per |  | Amount
| 0.28 | Hrs. hire charges of Tipper 5.00 Cum @ Rs. |  |  |  | 471.6 | Hour | Rs. | 132.05
| 0.28 | Hrs. fuel charges of Tipper 5.00 Cum @ Rs. |  |  |  | 352.5 | Hour | Rs. | 98.7
| 0.28 | Hrs. crew charges of Tipper 5.00 Cum @ Rs. |  |  |  | 211.6 | Hour | Rs. | 59.25
| 0 | add area allowance at 0% on Rs. |  |  |  | 59.25 |  | Rs. | 0
|  | Rate for | 5 | Cum |  |  |  | Rs. | 290
|  | Rate for | 1 | Cum |  |  |  | Rs. | 58
| 0 | add overheads and contractors profit at 0% on Rs. |  |  |  | 58 | Hour | Rs. | 0
|  | Total rate for |  | 1 | Cum |  |  | Rs. | 58
4 | Lead up to 4 Km:
| Out put | = | 5 | Cum |  | Rate | Per |  | Amount
| 0.34 | Hrs. hire charges of Tipper 5.00 Cum @ Rs. |  |  |  | 471.6 | Hour | Rs. | 160.34
| 0.34 | Hrs. fuel charges of Tipper 5.00 Cum @ Rs. |  |  |  | 352.5 | Hour | Rs. | 119.85
| 0.34 | Hrs. crew charges of Tipper 5.00 Cum @ Rs. |  |  |  | 211.6 | Hour | Rs. | 71.94
| 0 | add area allowance at 0% on Rs. |  |  |  | 71.94 |  | Rs. | 0
|  | Rate for | 5 | Cum |  |  |  | Rs. | 352.13
|  | Rate for | 1 | Cum |  |  |  | Rs. | 70.43
| 0 | add overheads and contractors profit at 0% on Rs. |  |  |  | 70.43 | Hour | Rs. | 0
|  | Total rate for |  | 1 | Cum |  |  | Rs. | 70.43
5 | Lead up to 5 Km:
| Out put | = | 5 | Cum |  | Rate | Per |  | Amount
| 0.4 | Hrs. hire charges of Tipper 5.00 Cum @ Rs. |  |  |  | 471.6 | Hour | Rs. | 188.64
| 0.4 | Hrs. fuel charges of Tipper 5.00 Cum @ Rs. |  |  |  | 352.5 | Hour | Rs. | 141
| 0.4 | Hrs. crew charges of Tipper 5.00 Cum @ Rs. |  |  |  | 211.6 | Hour | Rs. | 84.64
| 0 | add area allowance at 0% on Rs. |  |  |  | 84.64 |  | Rs. | 0
|  | Rate for | 5 | Cum |  |  |  | Rs. | 414.28
|  | Rate for | 1 | Cum |  |  |  | Rs. | 82.86
| 0 | add overheads and contractors profit at 0% on Rs. |  |  |  | 82.86 | Hour | Rs. | 0
|  | Total rate for |  | 1 | Cum |  |  | Rs. | 82.86
6 | Lead for every Km from 5 to 30 Km:
| Out put | = | 5 | Cum |  | Rate | Per |  | Amount
| 0.06 | Hrs. hire charges of Tipper 5.00 Cum @ Rs. |  |  |  | 471.6 | Hour | Rs. | 28.3
| 0.06 | Hrs. fuel charges of Tipper 5.00 Cum @ Rs. |  |  |  | 352.5 | Hour | Rs. | 21.15
| 0.06 | Hrs. crew charges of Tipper 5.00 Cum @ Rs. |  |  |  | 211.6 | Hour | Rs. | 12.7
| 0 | add area allowance at 0% on Rs. |  |  |  | 12.7 |  | Rs. | 0
|  | Rate for | 5 | Cum |  |  |  | Rs. | 62.15
|  | Rate for | 1 | Cum |  |  |  | Rs. | 12.43
| 0 | add overheads and contractors profit at 0% on Rs. |  |  |  | 12.43 | Hour | Rs. | 0
|  | Total rate for |  | 1 | Cum |  |  | Rs. | 12.43
7 | Lead for every Km beyond 30 Km:
| Out put | = | 5 | Cum |  | Rate | Per |  | Amount
| 0.05 | Hrs. hire charges of Tipper 5.00 Cum @ Rs. |  |  |  | 471.6 | Hour | Rs. | 23.58
| 0.05 | Hrs. fuel charges of Tipper 5.00 Cum @ Rs. |  |  |  | 352.5 | Hour | Rs. | 17.63
| 0.05 | Hrs. crew charges of Tipper 5.00 Cum @ Rs. |  |  |  | 211.6 | Hour | Rs. | 10.58
| 0 | add area allowance at 0% on Rs. |  |  |  | 10.58 |  | Rs. | 0
|  | Rate for | 5 | Cum |  |  |  | Rs. | 51.79
|  | Rate for | 1 | Cum |  |  |  | Rs. | 10.36
| 0 | add overheads and contractors profit at 0% on Rs. |  |  |  | 10.36 |  | Rs. | 0
|  | Total rate for |  | 1 | Cum |  |  | Rs. | 10.36
C) | For Cement/Steel/RCC poles/A.C & G.I sheets/Packed materials (per Tonne):
1 | Lead up to 1 Km:
| Out put | = | 8 | MT |  | Rate | Per |  | Amount
| 0.15 | Hrs. hire charges of Tipper 5.00 Cum @ Rs. |  |  |  | 471.6 | Hour | Rs. | 70.74
| 0.15 | Hrs. fuel charges of Tipper 5.00 Cum @ Rs. |  |  |  | 352.5 | Hour | Rs. | 52.88
| 0.15 | Hrs. crew charges of Tipper 5.00 Cum @ Rs. |  |  |  | 211.6 | Hour | Rs. | 31.74
| 0 | add area allowance at 0% on Rs. |  |  |  | 31.74 |  | Rs. | 0
|  | Rate for | 8 | MT |  |  |  | Rs. | 155.36
|  | Rate for | 1 | MT |  |  |  | Rs. | 19.42
| 0 | add overheads and contractors profit at 0% on Rs. |  |  |  | 19.42 |  | Rs. | 0
|  | Total rate for |  | 1 | MT |  |  | Rs. | 19.42
2 | Lead up to 2 Km:
| Out put | = | 8 | MT |  | Rate | Per |  | Amount
| 0.21 | Hrs. hire charges of Tipper 5.00 Cum @ Rs. |  |  |  | 471.6 | Hour | Rs. | 99.04
| 0.21 | Hrs. fuel charges of Tipper 5.00 Cum @ Rs. |  |  |  | 352.5 | Hour | Rs. | 74.03
| 0.21 | Hrs. crew charges of Tipper 5.00 Cum @ Rs. |  |  |  | 211.6 | Hour | Rs. | 44.44
| 0 | add area allowance at 0% on Rs. |  |  |  | 44.44 |  | Rs. | 0
|  | Rate for | 8 | MT |  |  |  | Rs. | 217.51
|  | Rate for | 1 | MT |  |  |  | Rs. | 27.19
| 0 | add overheads and contractors profit at 0% on Rs. |  |  |  | 27.19 | Hour | Rs. | 0
|  | Total rate for |  | 1 | MT |  |  | Rs. | 27.19
3 | Lead up to 3 Km:
| Out put | = | 8 | MT |  | Rate | Per |  | Amount
| 0.28 | Hrs. hire charges of Tipper 5.00 Cum @ Rs. |  |  |  | 471.6 | Hour | Rs. | 132.05
| 0.28 | Hrs. fuel charges of Tipper 5.00 Cum @ Rs. |  |  |  | 352.5 | Hour | Rs. | 98.7
| 0.28 | Hrs. crew charges of Tipper 5.00 Cum @ Rs. |  |  |  | 211.6 | Hour | Rs. | 59.25
| 0 | add area allowance at 0% on Rs. |  |  |  | 59.25 |  | Rs. | 0
|  | Rate for | 8 | MT |  |  |  | Rs. | 290
|  | Rate for | 1 | MT |  |  |  | Rs. | 36.25
| 0 | add overheads and contractors profit at 0% on Rs. |  |  |  | 36.25 | Hour | Rs. | 0
|  | Total rate for |  | 1 | MT |  |  | Rs. | 36.25
4 | Lead up to 4 Km:
| Out put | = | 8 | MT |  | Rate | Per |  | Amount
| 0.34 | Hrs. hire charges of Tipper 5.00 Cum @ Rs. |  |  |  | 471.6 | Hour | Rs. | 160.34
| 0.34 | Hrs. fuel charges of Tipper 5.00 Cum @ Rs. |  |  |  | 352.5 | Hour | Rs. | 119.85
| 0.34 | Hrs. crew charges of Tipper 5.00 Cum @ Rs. |  |  |  | 211.6 | Hour | Rs. | 71.94
| 0 | add area allowance at 0% on Rs. |  |  |  | 71.94 |  | Rs. | 0
|  | Rate for | 8 | MT |  |  |  | Rs. | 352.13
|  | Rate for | 1 | MT |  |  |  | Rs. | 44.02
| 0 | add overheads and contractors profit at 0% on Rs. |  |  |  | 44.02 | Hour | Rs. | 0
|  | Total rate for |  | 1 | MT |  |  | Rs. | 44.02
5 | Lead up to 5 Km:
| Out put | = | 8 | MT |  | Rate | Per |  | Amount
| 0.4 | Hrs. hire charges of Tipper 5.00 Cum @ Rs. |  |  |  | 471.6 | Hour | Rs. | 188.64
| 0.4 | Hrs. fuel charges of Tipper 5.00 Cum @ Rs. |  |  |  | 352.5 | Hour | Rs. | 141
| 0.4 | Hrs. crew charges of Tipper 5.00 Cum @ Rs. |  |  |  | 211.6 | Hour | Rs. | 84.64
| 0 | add area allowance at 0% on Rs. |  |  |  | 84.64 |  | Rs. | 0
|  | Rate for | 8 | MT |  |  |  | Rs. | 414.28
|  | Rate for | 1 | MT |  |  |  | Rs. | 51.79
| 0 | add overheads and contractors profit at 0% on Rs. |  |  |  | 51.79 | Hour | Rs. | 0
|  | Total rate for |  | 1 | MT |  |  | Rs. | 51.79
6 | Lead for every Km from 5 to 30 Km:
| Out put | = | 8 | MT |  | Rate | Per |  | Amount
| 0.06 | Hrs. hire charges of Tipper 5.00 Cum @ Rs. |  |  |  | 471.6 | Hour | Rs. | 28.3
| 0.06 | Hrs. fuel charges of Tipper 5.00 Cum @ Rs. |  |  |  | 352.5 | Hour | Rs. | 21.15
| 0.06 | Hrs. crew charges of Tipper 5.00 Cum @ Rs. |  |  |  | 211.6 | Hour | Rs. | 12.7
| 0 | add area allowance at 0% on Rs. |  |  |  | 12.7 |  | Rs. | 0
|  | Rate for | 8 | MT |  |  |  | Rs. | 62.15
|  | Rate for | 1 | MT |  |  |  | Rs. | 7.77
| 0 | add overheads and contractors profit at 0% on Rs. |  |  |  | 7.77 | Hour | Rs. | 0
|  | Total rate for |  | 1 | MT |  |  | Rs. | 7.77
7 | Lead for every Km beyond 30 Km:
| Out put | = | 8 | MT |  | Rate | Per |  | Amount
| 0.05 | Hrs. hire charges of Tipper 5.00 Cum @ Rs. |  |  |  | 471.6 | Hour | Rs. | 23.58
| 0.05 | Hrs. fuel charges of Tipper 5.00 Cum @ Rs. |  |  |  | 352.5 | Hour | Rs. | 17.63
| 0.05 | Hrs. crew charges of Tipper 5.00 Cum @ Rs. |  |  |  | 211.6 | Hour | Rs. | 10.58
| 0 | add area allowance at 0% on Rs. |  |  |  | 10.58 |  | Rs. | 0
|  | Rate for | 8 | MT |  |  |  | Rs. | 51.79
|  | Rate for | 1 | MT |  |  |  | Rs. | 6.47
| 0 | add overheads and contractors profit at 0% on Rs. |  |  |  | 6.47 |  | Rs. | 0
|  | Total rate for |  | 1 | MT |  |  | Rs. | 6.47
D) | For PCC Slabs/Shabad Slabs/CC & Laterite Blocks/Wood (per Cum):
1 | Lead up to 1 Km:
| Out put | = | 3.4 | Cum |  | Rate | Per |  | Amount
| 0.15 | Hrs. hire charges of Tipper 5.00 Cum @ Rs. |  |  |  | 471.6 | Hour | Rs. | 70.74
| 0.15 | Hrs. fuel charges of Tipper 5.00 Cum @ Rs. |  |  |  | 352.5 | Hour | Rs. | 52.88
| 0.15 | Hrs. crew charges of Tipper 5.00 Cum @ Rs. |  |  |  | 211.6 | Hour | Rs. | 31.74
| 0 | add area allowance at 0% on Rs. |  |  |  | 31.74 |  | Rs. | 0
|  | Rate for | 3.4 | Cum |  |  |  | Rs. | 155.36
|  | Rate for | 1 | Cum |  |  |  | Rs. | 45.69
| 0 | add overheads and contractors profit at 0% on Rs. |  |  |  | 45.69 |  | Rs. | 0
|  | Total rate for |  | 1 | Cum |  |  | Rs. | 45.69
2 | Lead up to 2 Km:
| Out put | = | 3.4 | Cum |  | Rate | Per |  | Amount
| 0.21 | Hrs. hire charges of Tipper 5.00 Cum @ Rs. |  |  |  | 471.6 | Hour | Rs. | 99.04
| 0.21 | Hrs. fuel charges of Tipper 5.00 Cum @ Rs. |  |  |  | 352.5 | Hour | Rs. | 74.03
| 0.21 | Hrs. crew charges of Tipper 5.00 Cum @ Rs. |  |  |  | 211.6 | Hour | Rs. | 44.44
| 0 | add area allowance at 0% on Rs. |  |  |  | 44.44 |  | Rs. | 0
|  | Rate for | 3.4 | Cum |  |  |  | Rs. | 217.51
|  | Rate for | 1 | Cum |  |  |  | Rs. | 63.97
| 0 | add overheads and contractors profit at 0% on Rs. |  |  |  | 63.97 | Hour | Rs. | 0
|  | Total rate for |  | 1 | Cum |  |  | Rs. | 63.97
3 | Lead up to 3 Km:
| Out put | = | 3.4 | Cum |  | Rate | Per |  | Amount
| 0.28 | Hrs. hire charges of Tipper 5.00 Cum @ Rs. |  |  |  | 471.6 | Hour | Rs. | 132.05
| 0.28 | Hrs. fuel charges of Tipper 5.00 Cum @ Rs. |  |  |  | 352.5 | Hour | Rs. | 98.7
| 0.28 | Hrs. crew charges of Tipper 5.00 Cum @ Rs. |  |  |  | 211.6 | Hour | Rs. | 59.25
| 0 | add area allowance at 0% on Rs. |  |  |  | 59.25 |  | Rs. | 0
|  | Rate for | 3.4 | Cum |  |  |  | Rs. | 290
|  | Rate for | 1 | Cum |  |  |  | Rs. | 85.29
| 0 | add overheads and contractors profit at 0% on Rs. |  |  |  | 85.29 | Hour | Rs. | 0
|  | Total rate for |  | 1 | Cum |  |  | Rs. | 85.29
4 | Lead up to 4 Km:
| Out put | = | 3.4 | Cum |  | Rate | Per |  | Amount
| 0.34 | Hrs. hire charges of Tipper 5.00 Cum @ Rs. |  |  |  | 471.6 | Hour | Rs. | 160.34
| 0.34 | Hrs. fuel charges of Tipper 5.00 Cum @ Rs. |  |  |  | 352.5 | Hour | Rs. | 119.85
| 0.34 | Hrs. crew charges of Tipper 5.00 Cum @ Rs. |  |  |  | 211.6 | Hour | Rs. | 71.94
| 0 | add area allowance at 0% on Rs. |  |  |  | 71.94 |  | Rs. | 0
|  | Rate for | 3.4 | Cum |  |  |  | Rs. | 352.13
|  | Rate for | 1 | Cum |  |  |  | Rs. | 103.57
| 0 | add overheads and contractors profit at 0% on Rs. |  |  |  | 103.57 | Hour | Rs. | 0
|  | Total rate for |  | 1 | Cum |  |  | Rs. | 103.57
5 | Lead up to 5 Km:
| Out put | = | 3.4 | Cum |  | Rate | Per |  | Amount
| 0.4 | Hrs. hire charges of Tipper 5.00 Cum @ Rs. |  |  |  | 471.6 | Hour | Rs. | 188.64
| 0.4 | Hrs. fuel charges of Tipper 5.00 Cum @ Rs. |  |  |  | 352.5 | Hour | Rs. | 141
| 0.4 | Hrs. crew charges of Tipper 5.00 Cum @ Rs. |  |  |  | 211.6 | Hour | Rs. | 84.64
| 0 | add area allowance at 0% on Rs. |  |  |  | 84.64 |  | Rs. | 0
|  | Rate for | 3.4 | Cum |  |  |  | Rs. | 414.28
|  | Rate for | 1 | Cum |  |  |  | Rs. | 121.85
| 0 | add overheads and contractors profit at 0% on Rs. |  |  |  | 121.85 | Hour | Rs. | 0
|  | Total rate for |  | 1 | Cum |  |  | Rs. | 121.85
6 | Lead for every Km from 5 to 30 Km:
| Out put | = | 3.4 | Cum |  | Rate | Per |  | Amount
| 0.06 | Hrs. hire charges of Tipper 5.00 Cum @ Rs. |  |  |  | 471.6 | Hour | Rs. | 28.3
| 0.06 | Hrs. fuel charges of Tipper 5.00 Cum @ Rs. |  |  |  | 352.5 | Hour | Rs. | 21.15
| 0.06 | Hrs. crew charges of Tipper 5.00 Cum @ Rs. |  |  |  | 211.6 | Hour | Rs. | 12.7
| 0 | add area allowance at 0% on Rs. |  |  |  | 12.7 |  | Rs. | 0
|  | Rate for | 3.4 | Cum |  |  |  | Rs. | 62.15
|  | Rate for | 1 | Cum |  |  |  | Rs. | 18.28
| 0 | add overheads and contractors profit at 0% on Rs. |  |  |  | 18.28 | Hour | Rs. | 0
|  | Total rate for |  | 1 | Cum |  |  | Rs. | 18.28
7 | Lead for every Km beyond 30 Km:
| Out put | = | 3.4 | Cum |  | Rate | Per |  | Amount
| 0.05 | Hrs. hire charges of Tipper 5.00 Cum @ Rs. |  |  |  | 471.6 | Hour | Rs. | 23.58
| 0.05 | Hrs. fuel charges of Tipper 5.00 Cum @ Rs. |  |  |  | 352.5 | Hour | Rs. | 17.63
| 0.05 | Hrs. crew charges of Tipper 5.00 Cum @ Rs. |  |  |  | 211.6 | Hour | Rs. | 10.58
| 0 | add area allowance at 0% on Rs. |  |  |  | 10.58 |  | Rs. | 0
|  | Rate for | 3.4 | Cum |  |  |  | Rs. | 51.79
|  | Rate for | 1 | Cum |  |  |  | Rs. | 15.23
| 0 | add overheads and contractors profit at 0% on Rs. |  |  |  | 15.23 |  | Rs. | 0
|  | Total rate for |  | 1 | Cum |  |  | Rs. | 15.23
E) | For Water (per 1000 Ltrs):
1 | Lead up to 1 Km:
| Out put | = | 8000 | Ltrs |  | Rate | Per |  | Amount
| 0.15 | Hrs. hire charges of water tanker 8000 ltrs capacity @ Rs. |  |  |  | 417.8 | Hour | Rs. | 62.67
| 0.15 | Hrs. fuel charges of water tanker 8000 ltrs capacity @ Rs. |  |  |  | 352.5 | Hour | Rs. | 52.88
| 0.15 | Hrs. crew charges of water tanker 8000 ltrs capacity @ Rs. |  |  |  | 211.6 | Hour | Rs. | 31.74
| 0 | add area allowance at 0% on Rs. |  |  |  | 31.74 |  | Rs. | 0
|  | Rate for | 8000 | Ltrs |  |  |  | Rs. | 147.29
|  | Rate for | 1000 | Ltrs |  |  |  | Rs. | 18.41
| 0 | add overheads and contractors profit at 0% on Rs. |  |  |  | 18.41 |  | Rs. | 0
|  | Total rate for |  | 1000 | Ltrs |  |  | Rs. | 18.41
2 | Lead up to 2 Km:
| Out put | = | 8000 | Ltrs |  | Rate | Per |  | Amount
| 0.21 | Hrs. hire charges of water tanker 8000 ltrs capacity @ Rs. |  |  |  | 417.8 | Hour | Rs. | 87.74
| 0.21 | Hrs. fuel charges of water tanker 8000 ltrs capacity @ Rs. |  |  |  | 352.5 | Hour | Rs. | 74.03
| 0.21 | Hrs. crew charges of water tanker 8000 ltrs capacity @ Rs. |  |  |  | 211.6 | Hour | Rs. | 44.44
| 0 | add area allowance at 0% on Rs. |  |  |  | 44.44 |  | Rs. | 0
|  | Rate for | 8000 | Ltrs |  |  |  | Rs. | 206.21
|  | Rate for | 1000 | Ltrs |  |  |  | Rs. | 25.78
| 0 | add overheads and contractors profit at 0% on Rs. |  |  |  | 25.78 |  | Rs. | 0
|  | Total rate for |  | 1000 | Ltrs |  |  | Rs. | 25.78
3 | Lead up to 3 Km:
| Out put | = | 8000 | Ltrs |  | Rate | Per |  | Amount
| 0.28 | Hrs. hire charges of water tanker 8000 ltrs capacity @ Rs. |  |  |  | 417.8 | Hour | Rs. | 116.98
| 0.28 | Hrs. fuel charges of water tanker 8000 ltrs capacity @ Rs. |  |  |  | 352.5 | Hour | Rs. | 98.7
| 0.28 | Hrs. crew charges of water tanker 8000 ltrs capacity @ Rs. |  |  |  | 211.6 | Hour | Rs. | 59.25
| 0 | add area allowance at 0% on Rs. |  |  |  | 59.25 |  | Rs. | 0
|  | Rate for | 8000 | Ltrs |  |  |  | Rs. | 274.93
|  | Rate for | 1000 | Ltrs |  |  |  | Rs. | 34.37
| 0 | add overheads and contractors profit at 0% on Rs. |  |  |  | 34.37 |  | Rs. | 0
|  | Total rate for |  | 1000 | Ltrs |  |  | Rs. | 34.37
4 | Lead up to 4 Km:
| Out put | = | 8000 | Ltrs |  | Rate | Per |  | Amount
| 0.34 | Hrs. hire charges of water tanker 8000 ltrs capacity @ Rs. |  |  |  | 417.8 | Hour | Rs. | 142.05
| 0.34 | Hrs. fuel charges of water tanker 8000 ltrs capacity @ Rs. |  |  |  | 352.5 | Hour | Rs. | 119.85
| 0.34 | Hrs. crew charges of water tanker 8000 ltrs capacity @ Rs. |  |  |  | 211.6 | Hour | Rs. | 71.94
| 0 | add area allowance at 0% on Rs. |  |  |  | 71.94 |  | Rs. | 0
|  | Rate for | 8000 | Ltrs |  |  |  | Rs. | 333.84
|  | Rate for | 1000 | Ltrs |  |  |  | Rs. | 41.73
| 0 | add overheads and contractors profit at 0% on Rs. |  |  |  | 41.73 |  | Rs. | 0
|  | Total rate for |  | 1000 | Ltrs |  |  | Rs. | 41.73
5 | Lead up to 5 Km:
| Out put | = | 8000 | Ltrs |  | Rate | Per |  | Amount
| 0.4 | Hrs. hire charges of water tanker 8000 ltrs capacity @ Rs. |  |  |  | 417.8 | Hour | Rs. | 167.12
| 0.4 | Hrs. fuel charges of water tanker 8000 ltrs capacity @ Rs. |  |  |  | 352.5 | Hour | Rs. | 141
| 0.4 | Hrs. crew charges of water tanker 8000 ltrs capacity @ Rs. |  |  |  | 211.6 | Hour | Rs. | 84.64
| 0 | add area allowance at 0% on Rs. |  |  |  | 84.64 |  | Rs. | 0
|  | Rate for | 8000 | Ltrs |  |  |  | Rs. | 392.76
|  | Rate for | 1000 | Ltrs |  |  |  | Rs. | 49.1
| 0 | add overheads and contractors profit at 0% on Rs. |  |  |  | 49.1 |  | Rs. | 0
|  | Total rate for |  | 1000 | Ltrs |  |  | Rs. | 49.1
6 | Lead for every Km from 5 to 30 Km:
| Out put | = | 8000 | Ltrs |  | Rate | Per |  | Amount
| 0.06 | Hrs. hire charges of water tanker 8000 ltrs capacity @ Rs. |  |  |  | 417.8 | Hour | Rs. | 25.07
| 0.06 | Hrs. fuel charges of water tanker 8000 ltrs capacity @ Rs. |  |  |  | 352.5 | Hour | Rs. | 21.15
| 0.06 | Hrs. crew charges of water tanker 8000 ltrs capacity @ Rs. |  |  |  | 211.6 | Hour | Rs. | 12.7
| 0 | add area allowance at 0% on Rs. |  |  |  | 12.7 |  | Rs. | 0
|  | Rate for | 8000 | Ltrs |  |  |  | Rs. | 58.92
|  | Rate for | 1000 | Ltrs |  |  |  | Rs. | 7.37
| 0 | add overheads and contractors profit at 0% on Rs. |  |  |  | 7.37 |  | Rs. | 0
|  | Total rate for |  | 1000 | Ltrs |  |  | Rs. | 7.37
7 | Lead for every Km beyond 30 Km:
| Out put | = | 8000 | Ltrs |  | Rate | Per |  | Amount
| 0.05 | Hrs. hire charges of water tanker 8000 ltrs capacity @ Rs. |  |  |  | 417.8 | Hour | Rs. | 20.89
| 0.05 | Hrs. fuel charges of water tanker 8000 ltrs capacity @ Rs. |  |  |  | 352.5 | Hour | Rs. | 17.63
| 0.05 | Hrs. crew charges of water tanker 8000 ltrs capacity @ Rs. |  |  |  | 211.6 | Hour | Rs. | 10.58
| 0 | add area allowance at 0% on Rs. |  |  |  | 10.58 |  | Rs. | 0
|  | Rate for | 8000 | Ltrs |  |  |  | Rs. | 49.1
|  | Rate for | 1000 | Ltrs |  |  |  | Rs. | 6.14
| 0 | add overheads and contractors profit at 0% on Rs. |  |  |  | 6.14 |  | Rs. | 0
|  | Total rate for |  | 1000 | Ltrs |  |  | Rs. | 6.14
F) | For Bricks (per 1000 Nos):
1 | Lead up to 1 Km:
| Out put | = | 3000 | Nos |  | Rate | Per |  | Amount
| 0.15 | Hrs. hire charges of Truck 10 Tonnes capacity @ Rs. |  |  |  | 428.6 | Hour | Rs. | 64.29
| 0.15 | Hrs. fuel charges of Truck 10 Tonnes capacity @ Rs. |  |  |  | 352.5 | Hour | Rs. | 52.88
| 0.15 | Hrs. crew charges of Truck 10 Tonnes capacity @ Rs. |  |  |  | 211.6 | Hour | Rs. | 31.74
| 0 | add area allowance at 0% on Rs. |  |  |  | 31.74 |  | Rs. | 0
|  | Rate for | 3000 | Nos |  |  |  | Rs. | 148.91
|  | Rate for | 1000 | Nos |  |  |  | Rs. | 49.64
| 0 | add overheads and contractors profit at 0% on Rs. |  |  |  | 49.64 |  | Rs. | 0
|  | Total rate for |  | 1000 | Nos |  |  | Rs. | 49.64
2 | Lead up to 2 Km:
| Out put | = | 3000 | Nos |  | Rate | Per |  | Amount
| 0.21 | Hrs. hire charges of Truck 10 Tonnes capacity @ Rs. |  |  |  | 428.6 | Hour | Rs. | 90.01
| 0.21 | Hrs. fuel charges of Truck 10 Tonnes capacity @ Rs. |  |  |  | 352.5 | Hour | Rs. | 74.03
| 0.21 | Hrs. crew charges of Truck 10 Tonnes capacity @ Rs. |  |  |  | 211.6 | Hour | Rs. | 44.44
| 0 | add area allowance at 0% on Rs. |  |  |  | 44.44 |  | Rs. | 0
|  | Rate for | 3000 | Nos |  |  |  | Rs. | 208.48
|  | Rate for | 1000 | Nos |  |  |  | Rs. | 69.49
| 0 | add overheads and contractors profit at 0% on Rs. |  |  |  | 69.49 |  | Rs. | 0
|  | Total rate for |  | 1000 | Nos |  |  | Rs. | 69.49
3 | Lead up to 3 Km:
| Out put | = | 3000 | Nos |  | Rate | Per |  | Amount
| 0.28 | Hrs. hire charges of Truck 10 Tonnes capacity @ Rs. |  |  |  | 428.6 | Hour | Rs. | 120.01
| 0.28 | Hrs. fuel charges of Truck 10 Tonnes capacity @ Rs. |  |  |  | 352.5 | Hour | Rs. | 98.7
| 0.28 | Hrs. crew charges of Truck 10 Tonnes capacity @ Rs. |  |  |  | 211.6 | Hour | Rs. | 59.25
| 0 | add area allowance at 0% on Rs. |  |  |  | 59.25 |  | Rs. | 0
|  | Rate for | 3000 | Nos |  |  |  | Rs. | 277.96
|  | Rate for | 1000 | Nos |  |  |  | Rs. | 92.65
| 0 | add overheads and contractors profit at 0% on Rs. |  |  |  | 92.65 |  | Rs. | 0
|  | Total rate for |  | 1000 | Nos |  |  | Rs. | 92.65
4 | Lead up to 4 Km:
| Out put | = | 3000 | Nos |  | Rate | Per |  | Amount
| 0.34 | Hrs. hire charges of Truck 10 Tonnes capacity @ Rs. |  |  |  | 428.6 | Hour | Rs. | 145.72
| 0.34 | Hrs. fuel charges of Truck 10 Tonnes capacity @ Rs. |  |  |  | 352.5 | Hour | Rs. | 119.85
| 0.34 | Hrs. crew charges of Truck 10 Tonnes capacity @ Rs. |  |  |  | 211.6 | Hour | Rs. | 71.94
| 0 | add area allowance at 0% on Rs. |  |  |  | 71.94 |  | Rs. | 0
|  | Rate for | 3000 | Nos |  |  |  | Rs. | 337.51
|  | Rate for | 1000 | Nos |  |  |  | Rs. | 112.5
| 0 | add overheads and contractors profit at 0% on Rs. |  |  |  | 112.5 |  | Rs. | 0
|  | Total rate for |  | 1000 | Nos |  |  | Rs. | 112.5
5 | Lead up to 5 Km:
| Out put | = | 3000 | Nos |  | Rate | Per |  | Amount
| 0.4 | Hrs. hire charges of Truck 10 Tonnes capacity @ Rs. |  |  |  | 428.6 | Hour | Rs. | 171.44
| 0.4 | Hrs. fuel charges of Truck 10 Tonnes capacity @ Rs. |  |  |  | 352.5 | Hour | Rs. | 141
| 0.4 | Hrs. crew charges of Truck 10 Tonnes capacity @ Rs. |  |  |  | 211.6 | Hour | Rs. | 84.64
| 0 | add area allowance at 0% on Rs. |  |  |  | 84.64 |  | Rs. | 0
|  | Rate for | 3000 | Nos |  |  |  | Rs. | 397.08
|  | Rate for | 1000 | Nos |  |  |  | Rs. | 132.36
| 0 | add overheads and contractors profit at 0% on Rs. |  |  |  | 132.36 |  | Rs. | 0
|  | Total rate for |  | 1000 | Nos |  |  | Rs. | 132.36
6 | Lead for every Km beyond 5 Kms up to 30 Kms:
| Out put | = | 3000 | Nos |  | Rate | Per |  | Amount
| 0.06 | Hrs. hire charges of Truck 10 Tonnes capacity @ Rs. |  |  |  | 428.6 | Hour | Rs. | 25.72
| 0.06 | Hrs. fuel charges of Truck 10 Tonnes capacity @ Rs. |  |  |  | 352.5 | Hour | Rs. | 21.15
| 0.06 | Hrs. crew charges of Truck 10 Tonnes capacity @ Rs. |  |  |  | 211.6 | Hour | Rs. | 12.7
| 0 | add area allowance at 0% on Rs. |  |  |  | 12.7 |  | Rs. | 0
|  | Rate for | 3000 | Nos |  |  |  | Rs. | 59.57
|  | Rate for | 1000 | Nos |  |  |  | Rs. | 19.86
| 0 | add overheads and contractors profit at 0% on Rs. |  |  |  | 19.86 |  | Rs. | 0
|  | Total rate for |  | 1000 | Nos |  |  | Rs. | 19.86
7 | Lead for every Km beyond 30 Kms:
| Out put | = | 3000 | Nos |  | Rate | Per |  | Amount
| 0.05 | Hrs. hire charges of Truck 10 Tonnes capacity @ Rs. |  |  |  | 428.6 | Hour | Rs. | 21.43
| 0.05 | Hrs. fuel charges of Truck 10 Tonnes capacity @ Rs. |  |  |  | 352.5 | Hour | Rs. | 17.63
| 0.05 | Hrs. crew charges of Truck 10 Tonnes capacity @ Rs. |  |  |  | 211.6 | Hour | Rs. | 10.58
| 0 | add area allowance at 0% on Rs. |  |  |  | 10.58 |  | Rs. | 0
|  | Rate for | 3000 | Nos |  |  |  | Rs. | 49.64
|  | Rate for | 1000 | Nos |  |  |  | Rs. | 16.55
| 0 | add overheads and contractors profit at 0% on Rs. |  |  |  | 16.55 |  | Rs. | 0
|  | Total rate for |  | 1000 | Nos |  |  | Rs. | 16.55
LOADING & UNLOADING CHARGES BY MANUAL MEANS (EXCLUDING IDLE HIRE CHARGES OF TRUCKS)
A) | For Earth, Sand, Morrum, Manure, Fly Ash (per Cum):
(i) Loading charges:
| Out put | = | 5.5 | Cum |  | Rate | Per |  | Amount
a) Labour:
| 0.01 | day Head mazdoor |  |  |  | #REF! | day | Rs. | #REF!
| 0.25 | day Mazdoor |  |  |  | #REF! | day | Rs. | #REF!
[8 empty] | Rs. | #REF!
| 0 | add area allowance at 0% on Rs. |  |  |  | #REF! |  | Rs. | #REF!
|  | Total labour charges | [5 empty] | Rs. | #REF!
|  | Rate for | 5.5 | Cum |  |  |  | Rs. | #REF!
|  | Rate for | 1 | Cum |  |  |  | Rs. | #REF!
| 0 | add overheads and contractors profit at 0% on Rs. |  |  |  | #REF! |  | Rs. | #REF!
|  | Total rate for |  | 1 | Cum |  |  | Rs. | #REF!
(ii) Unloading charges:
| Out put | = | 5.5 | Cum |  | Rate | Per |  | Amount
a) Labour:
| 0.005 | day Head mazdoor |  |  |  | #REF! | day | Rs. | #REF!
| 0.125 | day Mazdoor |  |  |  | #REF! | day | Rs. | #REF!
[8 empty] | Rs. | #REF!
| 0 | add area allowance at 0% on Rs. |  |  |  | #REF! |  | Rs. | #REF!
|  | Total labour charges | [5 empty] | Rs. | #REF!
|  | Rate for | 5.5 | Cum |  |  |  | Rs. | #REF!
|  | Rate for | 1 | Cum |  |  |  | Rs. | #REF!
| 0 | add overheads and contractors profit at 0% on Rs. |  |  |  | #REF! |  | Rs. | #REF!
|  | Total rate for |  | 1 | Cum |  |  | Rs. | #REF!
B) | For Lime, Agrregate, Stone Boulder, Brick aggregate, Kankar, Building rubbish, Crushed slag, Stone for masonry work (per Cum):
(i) Loading charges:
| Out put | = | 5.5 | Cum |  | Rate | Per |  | Amount
a) Labour:
| 0.02 | day Head mazdoor |  |  |  | #REF! | day | Rs. | #REF!
| 0.5 | day Mazdoor |  |  |  | #REF! | day | Rs. | #REF!
[8 empty] | Rs. | #REF!
| 0 | add area allowance at 0% on Rs. |  |  |  | #REF! |  | Rs. | #REF!
|  | Total labour charges | [5 empty] | Rs. | #REF!
|  | Rate for | 5.5 | Cum |  |  |  | Rs. | #REF!
|  | Rate for | 1 | Cum |  |  |  | Rs. | #REF!
| 0 | add overheads and contractors profit at 0% on Rs. |  |  |  | #REF! |  | Rs. | #REF!
|  | Total rate for |  | 1 | Cum |  |  | Rs. | #REF!
(ii) Unloading charges:
| Out put | = | 5.5 | Cum |  | Rate | Per |  | Amount
a) Labour:
| 0.01 | day Head mazdoor |  |  |  | #REF! | day | Rs. | #REF!
| 0.25 | day Mazdoor |  |  |  | #REF! | day | Rs. | #REF!
[8 empty] | Rs. | #REF!
| 0 | add area allowance at 0% on Rs. |  |  |  | #REF! |  | Rs. | #REF!
|  | Total labour charges | [5 empty] | Rs. | #REF!
|  | Rate for | 5.5 | Cum |  |  |  | Rs. | #REF!
|  | Rate for | 1 | Cum |  |  |  | Rs. | #REF!
| 0 | add overheads and contractors profit at 0% on Rs. |  |  |  | #REF! |  | Rs. | #REF!
|  | Total rate for |  | 1 | Cum |  |  | Rs. | #REF!
C) | For Cement (per Tonne):
(i) Loading charges:
| Out put | = | 10 | MT |  | Rate | Per |  | Amount
a) Labour:
| 0.06 | day Head mazdoor |  |  |  | #REF! | day | Rs. | #REF!
| 1.5 | day Mazdoor |  |  |  | #REF! | day | Rs. | #REF!
[8 empty] | Rs. | #REF!
| 0 | add area allowance at 0% on Rs. |  |  |  | #REF! |  | Rs. | #REF!
|  | Total labour charges | [5 empty] | Rs. | #REF!
|  | Rate for | 10 | MT |  |  |  | Rs. | #REF!
|  | Rate for | 1 | MT |  |  |  | Rs. | #REF!
| 0 | add overheads and contractors profit at 0% on Rs. |  |  |  | #REF! |  | Rs. | #REF!
|  | Total rate for |  | 1 | MT |  |  | Rs. | #REF!
(ii) Unloading & Stacking charges:
| Out put | = | 10 | MT |  | Rate | Per |  | Amount
a) Labour:
| 0.06 | day Head mazdoor |  |  |  | #REF! | day | Rs. | #REF!
| 1.5 | day Mazdoor |  |  |  | #REF! | day | Rs. | #REF!
[8 empty] | Rs. | #REF!
| 0 | add area allowance at 0% on Rs. |  |  |  | #REF! |  | Rs. | #REF!
|  | Total labour charges | [5 empty] | Rs. | #REF!
|  | Rate for | 10 | MT |  |  |  | Rs. | #REF!
|  | Rate for | 1 | MT |  |  |  | Rs. | #REF!
| 0 | add overheads and contractors profit at 0% on Rs. |  |  |  | #REF! |  | Rs. | #REF!
|  | Total rate for |  | 1 | MT |  |  | Rs. | #REF!
D) | For Structural steel, Steel bars (per Tonne):
(i) Loading charges:
| Out put | = | 10 | MT |  | Rate | Per |  | Amount
a) Labour:
| 0.07 | day Head mazdoor |  |  |  | #REF! | day | Rs. | #REF!
| 1.8 | day Mazdoor |  |  |  | #REF! | day | Rs. | #REF!
[8 empty] | Rs. | #REF!
| 0 | add area allowance at 0% on Rs. |  |  |  | #REF! |  | Rs. | #REF!
|  | Total labour charges | [5 empty] | Rs. | #REF!
|  | Rate for | 10 | MT |  |  |  | Rs. | #REF!
|  | Rate for | 1 | MT |  |  |  | Rs. | #REF!
| 0 | add overheads and contractors profit at 0% on Rs. |  |  |  | #REF! |  | Rs. | #REF!
|  | Total rate for |  | 1 | MT |  |  | Rs. | #REF!
(ii) Unloading & Stacking charges:
| Out put | = | 10 | MT |  | Rate | Per |  | Amount
a) Labour:
| 0.07 | day Head mazdoor |  |  |  | #REF! | day | Rs. | #REF!
| 1.8 | day Mazdoor |  |  |  | #REF! | day | Rs. | #REF!
[8 empty] | Rs. | #REF!
| 0 | add area allowance at 0% on Rs. |  |  |  | #REF! |  | Rs. | #REF!
|  | Total labour charges | [5 empty] | Rs. | #REF!
|  | Rate for | 10 | MT |  |  |  | Rs. | #REF!
|  | Rate for | 1 | MT |  |  |  | Rs. | #REF!
| 0 | add overheads and contractors profit at 0% on Rs. |  |  |  | #REF! |  | Rs. | #REF!
|  | Total rate for |  | 1 | MT |  |  | Rs. | #REF!
E) | For Bricks of size 225 x 140 x 70mm (per 1000 Nos):
(i) Loading charges:
| Out put | = | 2000 | Nos |  | Rate | Per |  | Amount
a) Labour:
| 0.01 | day Head mazdoor |  |  |  | #REF! | day | Rs. | #REF!
| 0.25 | day Mazdoor |  |  |  | #REF! | day | Rs. | #REF!
[8 empty] | Rs. | #REF!
| 0 | add area allowance at 0% on Rs. |  |  |  | #REF! |  | Rs. | #REF!
|  | Total labour charges | [5 empty] | Rs. | #REF!
|  | Rate for | 2000 | Nos |  |  |  | Rs. | #REF!
|  | Rate for | 1000 | Nos |  |  |  | Rs. | #REF!
| 0 | add overheads and contractors profit at 0% on Rs. |  |  |  | #REF! |  | Rs. | #REF!
|  | Total rate for |  | 1000 | Nos |  |  | Rs. | #REF!
(ii) Unloading & Stacking charges:
| Out put | = | 2000 | Nos |  | Rate | Per |  | Amount
a) Labour:
| 0.01 | day Head mazdoor |  |  |  | #REF! | day | Rs. | #REF!
| 0.25 | day Mazdoor |  |  |  | #REF! | day | Rs. | #REF!
[8 empty] | Rs. | #REF!
| 0 | add area allowance at 0% on Rs. |  |  |  | #REF! |  | Rs. | #REF!
|  | Total labour charges | [5 empty] | Rs. | #REF!
|  | Rate for | 2000 | Nos |  |  |  | Rs. | #REF!
|  | Rate for | 1000 | Nos |  |  |  | Rs. | #REF!
| 0 | add overheads and contractors profit at 0% on Rs. |  |  |  | #REF! |  | Rs. | #REF!
|  | Total rate for |  | 1000 | Nos |  |  | Rs. | #REF!
LOADING & UNLOADING CHARGES BY MANUAL MEANS (INCLUDING IDLE HIRE CHARGES OF TRUCKS)
A) | For Earth, Sand, Morrum, Manure, Fly Ash (per Cum):
(i) Loading charges:
| Out put | = | 5.5 | Cum |  | Rate | Per |  | Amount
a) Labour:
| 0.01 | day Head mazdoor |  |  |  | #REF! | day | Rs. | #REF!
| 0.25 | day Mazdoor |  |  |  | #REF! | day | Rs. | #REF!
[8 empty] | Rs. | #REF!
| 0 | add area allowance at 0% on Rs. |  |  |  | #REF! |  | Rs. | #REF!
|  | Total labour charges | [5 empty] | Rs. | #REF!
b) Machinery:
| 0.5 | Hrs. hire charges of Truck 10 Tonnes capacity @ Rs. |  |  |  | 428.6 | Hour | Rs. | 214.3
| 0.5 | Hrs. fuel charges of Truck 10 Tonnes capacity @ Rs. |  |  |  | 352.5 | Hour | Rs. | 176.25
| 0.5 | Hrs. crew charges of Truck 10 Tonnes capacity @ Rs. |  |  |  | 211.6 | Hour | Rs. | 105.8
| 0 | add area allowance at 0% on Rs. |  |  |  | 105.8 |  | Rs. | 0
|  | Total machinery charges | [5 empty] | Rs. | 496.35
|  | Total labour and machinery charges | [5 empty] | Rs. | #REF!
|  | Rate for | 5.5 | Cum |  |  |  | Rs. | #REF!
|  | Rate for | 1 | Cum |  |  |  | Rs. | #REF!
| 0 | add overheads and contractors profit at 0% on Rs. |  |  |  | #REF! |  | Rs. | #REF!
|  | Total rate for |  | 1 | Cum |  |  | Rs. | #REF!
(ii) Unloading charges:
| Out put | = | 5.5 | Cum |  | Rate | Per |  | Amount
a) Labour:
| 0.005 | day Head mazdoor |  |  |  | #REF! | day | Rs. | #REF!
| 0.125 | day Mazdoor |  |  |  | #REF! | day | Rs. | #REF!
[8 empty] | Rs. | #REF!
| 0 | add area allowance at 0% on Rs. |  |  |  | #REF! |  | Rs. | #REF!
|  | Total labour charges | [5 empty] | Rs. | #REF!
b) Machinery:
| 0.166 | Hrs. hire charges of Truck 10 Tonnes capacity @ Rs. |  |  |  | 428.6 | Hour | Rs. | 71.15
| 0.166 | Hrs. fuel charges of Truck 10 Tonnes capacity @ Rs. |  |  |  | 352.5 | Hour | Rs. | 58.52
| 0.166 | Hrs. crew charges of Truck 10 Tonnes capacity @ Rs. |  |  |  | 211.6 | Hour | Rs. | 35.13
| 0 | add area allowance at 0% on Rs. |  |  |  | 35.13 |  | Rs. | 0
|  | Total machinery charges | [5 empty] | Rs. | 164.8
|  | Total labour and machinery charges | [5 empty] | Rs. | #REF!
|  | Rate for | 5.5 | Cum |  |  |  | Rs. | #REF!
|  | Rate for | 1 | Cum |  |  |  | Rs. | #REF!
| 0 | add overheads and contractors profit at 0% on Rs. |  |  |  | #REF! |  | Rs. | #REF!
|  | Total rate for |  | 1 | Cum |  |  | Rs. | #REF!
B) | For Lime, Agrregate, Stone Boulder, Brick aggregate, Kankar, Building rubbish, Crushed slag, Stone for machinery work (per Cum):
(i) Loading charges:
| Out put | = | 5.5 | Cum |  | Rate | Per |  | Amount
a) Labour:
| 0.02 | day Head mazdoor |  |  |  | #REF! | day | Rs. | #REF!
| 0.5 | day Mazdoor |  |  |  | #REF! | day | Rs. | #REF!
[8 empty] | Rs. | #REF!
| 0 | add area allowance at 0% on Rs. |  |  |  | #REF! |  | Rs. | #REF!
|  | Total labour charges | [5 empty] | Rs. | #REF!
b) Machinery:
| 0.5 | Hrs. hire charges of Truck 10 Tonnes capacity @ Rs. |  |  |  | 428.6 | Hour | Rs. | 214.3
| 0.5 | Hrs. fuel charges of Truck 10 Tonnes capacity @ Rs. |  |  |  | 352.5 | Hour | Rs. | 176.25
| 0.5 | Hrs. crew charges of Truck 10 Tonnes capacity @ Rs. |  |  |  | 211.6 | Hour | Rs. | 105.8
| 0 | add area allowance at 0% on Rs. |  |  |  | 105.8 |  | Rs. | 0
|  | Total machinery charges | [5 empty] | Rs. | 496.35
|  | Total labour and machinery charges | [5 empty] | Rs. | #REF!
|  | Rate for | 5.5 | Cum |  |  |  | Rs. | #REF!
|  | Rate for | 1 | Cum |  |  |  | Rs. | #REF!
| 0 | add overheads and contractors profit at 0% on Rs. |  |  |  | #REF! |  | Rs. | #REF!
|  | Total rate for |  | 1 | Cum |  |  | Rs. | #REF!
(ii) Unloading charges:
| Out put | = | 5.5 | Cum |  | Rate | Per |  | Amount
a) Labour:
| 0.01 | day Head mazdoor |  |  |  | #REF! | day | Rs. | #REF!
| 0.25 | day Mazdoor |  |  |  | #REF! | day | Rs. | #REF!
[8 empty] | Rs. | #REF!
| 0 | add area allowance at 0% on Rs. |  |  |  | #REF! |  | Rs. | #REF!
|  | Total labour charges | [5 empty] | Rs. | #REF!
b) Machinery:
| 0.25 | Hrs. hire charges of Truck 10 Tonnes capacity @ Rs. |  |  |  | 428.6 | Hour | Rs. | 107.15
| 0.25 | Hrs. fuel charges of Truck 10 Tonnes capacity @ Rs. |  |  |  | 352.5 | Hour | Rs. | 88.13
| 0.25 | Hrs. crew charges of Truck 10 Tonnes capacity @ Rs. |  |  |  | 211.6 | Hour | Rs. | 52.9
| 0 | add area allowance at 0% on Rs. |  |  |  | 52.9 |  | Rs. | 0
|  | Total machinery charges | [5 empty] | Rs. | 248.18
|  | Total labour and machinery charges | [5 empty] | Rs. | #REF!
|  | Rate for | 5.5 | Cum |  |  |  | Rs. | #REF!
|  | Rate for | 1 | Cum |  |  |  | Rs. | #REF!
| 0 | add overheads and contractors profit at 0% on Rs. |  |  |  | #REF! |  | Rs. | #REF!
|  | Total rate for |  | 1 | Cum |  |  | Rs. | #REF!
C) | For Cement (per Tonne):
(i) Loading charges:
| Out put | = | 10 | MT |  | Rate | Per |  | Amount
a) Labour:
| 0.06 | day Head mazdoor |  |  |  | #REF! | day | Rs. | #REF!
| 1.5 | day Mazdoor |  |  |  | #REF! | day | Rs. | #REF!
[8 empty] | Rs. | #REF!
| 0 | add area allowance at 0% on Rs. |  |  |  | #REF! |  | Rs. | #REF!
|  | Total labour charges | [5 empty] | Rs. | #REF!
b) Machinery:
| 1 | Hrs. hire charges of Truck 10 Tonnes capacity @ Rs. |  |  |  | 428.6 | Hour | Rs. | 428.6
| 1 | Hrs. fuel charges of Truck 10 Tonnes capacity @ Rs. |  |  |  | 352.5 | Hour | Rs. | 352.5
| 1 | Hrs. crew charges of Truck 10 Tonnes capacity @ Rs. |  |  |  | 211.6 | Hour | Rs. | 211.6
| 0 | add area allowance at 0% on Rs. |  |  |  | 211.6 |  | Rs. | 0
|  | Total machinery charges | [5 empty] | Rs. | 992.7
|  | Total labour and machinery charges | [5 empty] | Rs. | #REF!
|  | Rate for | 10 | MT |  |  |  | Rs. | #REF!
|  | Rate for | 1 | MT |  |  |  | Rs. | #REF!
| 0 | add overheads and contractors profit at 0% on Rs. |  |  |  | #REF! |  | Rs. | #REF!
|  | Total rate for |  | 1 | MT |  |  | Rs. | #REF!
(ii) Unloading & Stacking charges:
| Out put | = | 10 | MT |  | Rate | Per |  | Amount
a) Labour:
| 0.07 | day Head mazdoor |  |  |  | #REF! | day | Rs. | #REF!
| 1.8 | day Mazdoor |  |  |  | #REF! | day | Rs. | #REF!
[8 empty] | Rs. | #REF!
| 0 | add area allowance at 0% on Rs. |  |  |  | #REF! |  | Rs. | #REF!
|  | Total labour charges | [5 empty] | Rs. | #REF!
b) Machinery:
| 1 | Hrs. hire charges of Truck 10 Tonnes capacity @ Rs. |  |  |  | 428.6 | Hour | Rs. | 428.6
| 1 | Hrs. fuel charges of Truck 10 Tonnes capacity @ Rs. |  |  |  | 352.5 | Hour | Rs. | 352.5
| 1 | Hrs. crew charges of Truck 10 Tonnes capacity @ Rs. |  |  |  | 211.6 | Hour | Rs. | 211.6
| 0 | add area allowance at 0% on Rs. |  |  |  | 211.6 |  | Rs. | 0
|  | Total machinery charges | [5 empty] | Rs. | 992.7
|  | Total labour and machinery charges | [5 empty] | Rs. | #REF!
|  | Rate for | 10 | MT |  |  |  | Rs. | #REF!
|  | Rate for | 1 | MT |  |  |  | Rs. | #REF!
| 0 | add overheads and contractors profit at 0% on Rs. |  |  |  | #REF! |  | Rs. | #REF!
|  | Total rate for |  | 1 | MT |  |  | Rs. | #REF!
D) | For Structural steel, Steel bars (per Tonne):
(i) Loading charges:
| Out put | = | 10 | MT |  | Rate | Per |  | Amount
a) Labour:
| 0.07 | day Head mazdoor |  |  |  | #REF! | day | Rs. | #REF!
| 1.8 | day Mazdoor |  |  |  | #REF! | day | Rs. | #REF!
[8 empty] | Rs. | #REF!
| 0 | add area allowance at 0% on Rs. |  |  |  | #REF! |  | Rs. | #REF!
|  | Total labour charges | [5 empty] | Rs. | #REF!
b) Machinery:
| 1 | Hrs. hire charges of Truck 10 Tonnes capacity @ Rs. |  |  |  | 428.6 | Hour | Rs. | 428.6
| 1 | Hrs. fuel charges of Truck 10 Tonnes capacity @ Rs. |  |  |  | 352.5 | Hour | Rs. | 352.5
| 1 | Hrs. crew charges of Truck 10 Tonnes capacity @ Rs. |  |  |  | 211.6 | Hour | Rs. | 211.6
| 0 | add area allowance at 0% on Rs. |  |  |  | 211.6 |  | Rs. | 0
|  | Total machinery charges | [5 empty] | Rs. | 992.7
|  | Total labour and machinery charges | [5 empty] | Rs. | #REF!
|  | Rate for | 10 | MT |  |  |  | Rs. | #REF!
|  | Rate for | 1 | MT |  |  |  | Rs. | #REF!
| 0 | add overheads and contractors profit at 0% on Rs. |  |  |  | #REF! |  | Rs. | #REF!
|  | Total rate for |  | 1 | MT |  |  | Rs. | #REF!
(ii) Unloading & Stacking charges:
| Out put | = | 10 | MT |  | Rate | Per |  | Amount
a) Labour:
| 0.07 | day Head mazdoor |  |  |  | #REF! | day | Rs. | #REF!
| 1.8 | day Mazdoor |  |  |  | #REF! | day | Rs. | #REF!
[8 empty] | Rs. | #REF!
| 0 | add area allowance at 0% on Rs. |  |  |  | #REF! |  | Rs. | #REF!
|  | Total labour charges | [5 empty] | Rs. | #REF!
b) Machinery:
| 1 | Hrs. hire charges of Truck 10 Tonnes capacity @ Rs. |  |  |  | 428.6 | Hour | Rs. | 428.6
| 1 | Hrs. fuel charges of Truck 10 Tonnes capacity @ Rs. |  |  |  | 352.5 | Hour | Rs. | 352.5
| 1 | Hrs. crew charges of Truck 10 Tonnes capacity @ Rs. |  |  |  | 211.6 | Hour | Rs. | 211.6
| 0 | add area allowance at 0% on Rs. |  |  |  | 211.6 |  | Rs. | 0
|  | Total machinery charges | [5 empty] | Rs. | 992.7
|  | Total labour and machinery charges | [5 empty] | Rs. | #REF!
|  | Rate for | 10 | MT |  |  |  | Rs. | #REF!
|  | Rate for | 1 | MT |  |  |  | Rs. | #REF!
| 0 | add overheads and contractors profit at 0% on Rs. |  |  |  | #REF! |  | Rs. | #REF!
|  | Total rate for |  | 1 | MT |  |  | Rs. | #REF!
E) | For Bricks of size 225 x 140 x 70mm (per 1000 Nos):
(i) Loading charges:
| Out put | = | 2000 | Nos |  | Rate | Per |  | Amount
a) Labour:
| 0.01 | day Head mazdoor |  |  |  | #REF! | day | Rs. | #REF!
| 0.25 | day Mazdoor |  |  |  | #REF! | day | Rs. | #REF!
[8 empty] | Rs. | #REF!
| 0 | add area allowance at 0% on Rs. |  |  |  | #REF! |  | Rs. | #REF!
|  | Total labour charges | [5 empty] | Rs. | #REF!
b) Machinery:
| 0.33 | Hrs. hire charges of Truck 10 Tonnes capacity @ Rs. |  |  |  | 428.6 | Hour | Rs. | 141.44
| 0.33 | Hrs. fuel charges of Truck 10 Tonnes capacity @ Rs. |  |  |  | 352.5 | Hour | Rs. | 116.33
| 0.33 | Hrs. crew charges of Truck 10 Tonnes capacity @ Rs. |  |  |  | 211.6 | Hour | Rs. | 69.83
| 0 | add area allowance at 0% on Rs. |  |  |  | 69.83 |  | Rs. | 0
|  | Total machinery charges | [5 empty] | Rs. | 327.6
|  | Total labour and machinery charges | [5 empty] | Rs. | #REF!
|  | Rate for | 2000 | Nos |  |  |  | Rs. | #REF!
|  | Rate for | 1000 | Nos |  |  |  | Rs. | #REF!
| 0 | add overheads and contractors profit at 0% on Rs. |  |  |  | #REF! |  | Rs. | #REF!
|  | Total rate for |  | 1000 | Nos |  |  | Rs. | #REF!
(ii) Unloading & Stacking charges:
| Out put | = | 2000 | Nos |  | Rate | Per |  | Amount
a) Labour:
| 0.06 | day Head mazdoor |  |  |  | #REF! | day | Rs. | #REF!
| 1.5 | day Mazdoor |  |  |  | #REF! | day | Rs. | #REF!
[8 empty] | Rs. | #REF!
| 0 | add area allowance at 0% on Rs. |  |  |  | #REF! |  | Rs. | #REF!
|  | Total labour charges | [5 empty] | Rs. | #REF!
b) Machinery:
| 1 | Hrs. hire charges of Truck 10 Tonnes capacity @ Rs. |  |  |  | 428.6 | Hour | Rs. | 428.6
| 1 | Hrs. fuel charges of Truck 10 Tonnes capacity @ Rs. |  |  |  | 352.5 | Hour | Rs. | 352.5
| 1 | Hrs. crew charges of Truck 10 Tonnes capacity @ Rs. |  |  |  | 211.6 | Hour | Rs. | 211.6
| 0 | add area allowance at 0% on Rs. |  |  |  | 211.6 |  | Rs. | 0
|  | Total machinery charges | [5 empty] | Rs. | 992.7
|  | Total labour and machinery charges | [5 empty] | Rs. | #REF!
|  | Rate for | 2000 | Nos |  |  |  | Rs. | #REF!
|  | Rate for | 1000 | Nos |  |  |  | Rs. | #REF!
| 0 | add overheads and contractors profit at 0% on Rs. |  |  |  | #REF! |  | Rs. | #REF!
|  | Total rate for |  | 1000 | Nos |  |  | Rs. | #REF!
LOADING & UNLOADING CHARGES BY MECHANICAL MEANS (INCLUDING IDLE HIRE CHARGES OF TRUCKS)
A) | For Earth, Sand, Morrum, Manure, Fly Ash (per Cum):
(i) Loading charges:
| Out put | = | 5.5 | Cum |  | Rate | Per |  | Amount
a) Machinery:
| 0.11 | Hrs. hire charges of Tipper 10 Tonnes capacity @ Rs. |  |  |  | 471.6 | Hour | Rs. | 51.88
| 0.11 | Hrs. fuel charges of Tipper 10 Tonnes capacity @ Rs. |  |  |  | 352.5 | Hour | Rs. | 38.78
| 0.11 | Hrs. crew charges of Tipper 10 Tonnes capacity @ Rs. |  |  |  | 211.6 | Hour | Rs. | 23.28
| 0.06 | Hrs. hire charges of FE loader 1.00 Cum bucket capacity @ 45 Cum @ Rs. |  |  |  | 1279.42 | Hour | Rs. | 76.77
| 0.06 | Hrs. fuel charges of FE loader 1.00 Cum bucket capacity @ 45 Cum @ Rs. |  |  |  | 352.5 | Hour | Rs. | 21.15
| 0.06 | Hrs. crew charges of FE loader 1.00 Cum bucket capacity @ 45 Cum @ Rs. |  |  |  | 211.6 | Hour | Rs. | 12.7
| 0 | add area allowance at 0% on Rs. |  |  |  | 35.98 |  | Rs. | 0
|  | Total machinery charges | [5 empty] | Rs. | 224.56
|  | Rate for | 5.5 | Cum |  |  |  | Rs. | 224.56
|  | Rate for | 1 | Cum |  |  |  | Rs. | 40.83
| 0 | add overheads and contractors profit at 0% on Rs. |  |  |  | 40.83 |  | Rs. | 0
|  | Total rate for |  | 1 | Cum |  |  | Rs. | 40.83
(ii) Unloading charges:
| Out put | = | 5.5 | Cum |  | Rate | Per |  | Amount
a) Machinery:
| 0.08 | Hrs. hire charges of Tipper 10 Tonnes capacity @ Rs. |  |  |  | 471.6 | Hour | Rs. | 37.73
| 0.08 | Hrs. fuel charges of Tipper 10 Tonnes capacity @ Rs. |  |  |  | 352.5 | Hour | Rs. | 28.2
| 0.08 | Hrs. crew charges of Tipper 10 Tonnes capacity @ Rs. |  |  |  | 211.6 | Hour | Rs. | 16.93
| 0 | add area allowance at 0% on Rs. |  |  |  | 16.93 |  | Rs. | 0
|  | Total machinery charges | [5 empty] | Rs. | 82.86
|  | Rate for | 5.5 | Cum |  |  |  | Rs. | 82.86
|  | Rate for | 1 | Cum |  |  |  | Rs. | 15.07
| 0 | add overheads and contractors profit at 0% on Rs. |  |  |  | 15.07 |  | Rs. | 0
|  | Total rate for |  | 1 | Cum |  |  | Rs. | 15.07
B) | For Lime, Agrregate, Stone Boulder, Brick aggregate, Kankar, Building rubbish, Crushed slag, Stone for machinery work (per Cum):
(i) Loading charges:
| Out put | = | 5.5 | Cum |  | Rate | Per |  | Amount
a) Machinery:
| 0.17 | Hrs. hire charges of Tipper 10 Tonnes capacity @ Rs. |  |  |  | 471.6 | Hour | Rs. | 80.17
| 0.17 | Hrs. fuel charges of Tipper 10 Tonnes capacity @ Rs. |  |  |  | 352.5 | Hour | Rs. | 59.93
| 0.17 | Hrs. crew charges of Tipper 10 Tonnes capacity @ Rs. |  |  |  | 211.6 | Hour | Rs. | 35.97
| 0.12 | Hrs. hire charges of FE loader 1.00 Cum bucket capacity @ 45 Cum @ Rs. |  |  |  | 1279.42 | Hour | Rs. | 153.53
| 0.12 | Hrs. fuel charges of FE loader 1.00 Cum bucket capacity @ 45 Cum @ Rs. |  |  |  | 352.5 | Hour | Rs. | 42.3
| 0.12 | Hrs. crew charges of FE loader 1.00 Cum bucket capacity @ 45 Cum @ Rs. |  |  |  | 211.6 | Hour | Rs. | 25.39
| 0 | add area allowance at 0% on Rs. |  |  |  | 61.36 |  | Rs. | 0
|  | Total machinery charges | [5 empty] | Rs. | 397.29
|  | Rate for | 5.5 | Cum |  |  |  | Rs. | 397.29
|  | Rate for | 1 | Cum |  |  |  | Rs. | 72.23
| 0 | add overheads and contractors profit at 0% on Rs. |  |  |  | 72.23 |  | Rs. | 0
|  | Total rate for |  | 1 | Cum |  |  | Rs. | 72.23

## DESN (hidden)
DESIGN FOR Hostel
S.No | Electrical Fixture | Quantity | UNIT | Load(W) | Total Load (In Words)
1 | Tube light | 120 | Pt | 20 | 2400
2 | Fan 48" | 80 | Pt | 60 | 4800
3 | Fan 56" | 0 | Pt | 60 | 0
4 | Sbh/BH | 60 | No | 11 | 660
5 | Bulk Head | 0 | No | 9 | 0
6 | Mirror light | 0 | No | 11 | 0
7 | Exhaust fan HD | 5 | No | 60 | 300
8 | Exhaust fan LD | 6 | No | 60 | 360
9 | 2'X2' Light Fixture | 0 | No | 40 | 0
10 | 12W Down Lights | 0 | No | 12 | 0
11 | 18W Down Lights | 0 | No | 0 | 0
12 | Calling Bell | 0 | Pt | 10 | 0
13 | 6A common | 10 | Pt | 60 | 600
14 | 6A separate | 20 | Pt | 60 | 1200
15 | 16A Soc | 20 | Pt | 200 | 4000
16 | Computer Soc | 2 | Pt | 200 | 400
17 | telephone | 1 | No | 0 | 0
18 | television | 1 | No | 0 | 0
19 | lan point | 1 | No | 0 | 0
20 | AC |  | No | 0 | 0
21 | Gyeser | 1 | No |  | 0
22 | DBs for Lighting(3 Phase) | 2 | No |  | 0
23 | DBs for Lighting(1 Phase) | 1 | No |  | 0
24 | DBs for Power | 1 | No
25 | Total Light points | 180
26 | Total fan & Exhaust fan points | 91
27 | Total Points | 271
28 | Total 16A Sockets,Acs points & DBs Points | 25
29 | Total Telephone and Lan and computer points Points | 2
30 | Total Load |  |  |  | 14720
ASSESSMENT OF CONDUIT
| For Light Points |  |  |  | 813
| For Circuits |  |  |  | 1016.25
| For 16A Sockets,DB's & Acs |  |  |  | 750
| For Telephone and lan |  |  |  | 60
| Total Length of Conduit |  |  |  | 2639.25
| Conduit in Slab |  |  |  | 1583.55
| Conduit in Wall |  |  |  | 527.85
Run of Mains
| 1 of 1.5Sq.mm for Switch Board Circuits |  |  |  | 546 | 240
| 3 of 1.5Sq.mm for Switch Board Circuits |  |  |  | 30
| 3 of 2.5Sq.mm for Switch Board Circuits |  |  |  | 677.5
| 3 of 4Sq.mm for 16 A Sockets |  |  |  | 400
| 3 of 6 Sq.mm for AC Sockets & Single Phase DBs |  |  |  | 30
| 5 of 6 Sq.mm for LDBs |  |  |  | 60
| 5 of 10 Sq.mm for PDBs |  |  |  | 30
| Total Load |  |  |  | 14720
| Load Current |  |  |  | 25.5989
| Diversity factor | 0.66
| Total Load after Diversity Factor (KW) |  |  |  | 9.7152

## Grill (hidden)
GRILL - DATAS
1 | Supplying and fixing of MS iron Ventilators of size 1.20x0.30mts with 25x25x5mm angular for frame and providing 10mm square rods verticals - 10nos and horizontals - 2nos including c/c of all materials, labour charges, fabrication charges and applying one coat of red oxide paint etc., complete for finished item of work.
| Ventilator size: | 1.2 | 0.3 | 0.36 | sqm
Outer frame "L' angle 25x25x5mm
| Verticals (L-angle) | 2 | 0.3 | 0.6
| Horizontals | 2 | 1.2 | 2.4
| Hold fasts | 2 | 0.23 | 0.46
3.46
| Equivalent Weight | 1.8 | Kgs/Rm
| Total Weight | 3.46 | 1.8 |  | 6.228 | kgs
10mm square rods safety bars
| Verticals | 10 | 0.3 | 3
| Horizontals | 2 | 1.2 | 2.4
5.4
| Equivalent Weight | 0.78 | Kgs/Rm
| Total Weight | 5.4 | 0.78 |  | 4.212 | kgs
Data for Red oxide Primer
| Cost of Red oxide Grade-I quality | 0.6 | 136 | 81.6
| Painter 1st class | 0.21 | 625 | 131.25
| Painter 2nd class | 0.49 | 515 | 252.35
|  |  |  | 465.2 | /10sqm
Sl. No. | Abstract | Qty. |  | Rate |  | Amount
1 | Outer frame "L' angle 25x25x5mm | 6.228 | kgs
2 | 10mm square rods safety bars | 4.212 | kgs
|  | 10.44 | kgs | 74.34 | kgs | 776.11
3 | Cost of Red oxide | 0.36 | Sqm | 465.2 | 10Sqm | 16.75
4 | Labour Charges - TBSC-T.I-16 & 17 | 10.44 | kgs | 35 | kgs | 365.4
5 | Area allowance | 0.2 |  | 365.4 |  | 73.08
1231.34
6 | Add 5% over heads | 13.61% |  |  |  | 167.6469
1398.9869
| Rate per each |  |  | or say |  | 1399
2 | Supplying and fixing of MS iron Ventilators of size 1.50x0.30mts with 25x25x5mm angular for frame and providing 10mm square rods verticals - 13nos and horizontals - 2nos including c/c of all materials, labour charges, fabrication charges and applying one coat of red oxide paint etc., complete for finished item of work.
| Ventilator size: | 1.5 | 0.3 | 0.45 | sqm
Outer frame "L' angle 25x25x5mm
| Verticals (L-angle) | 2 | 0.3 | 0.6
| Horizontals | 2 | 1.5 | 3
| Hold fasts | 2 | 0.23 | 0.46
4.06
| Equivalent Weight | 1.8 | Kgs/Rm
| Total Weight | 4.06 | 1.8 |  | 7.308 | kgs
10mm square rods safety bars
| Verticals | 13 | 0.3 | 3.9
| Horizontals | 2 | 1.5 | 3
6.9
| Equivalent Weight | 0.78 | Kgs/Rm
| Total Weight | 6.9 | 0.78 |  | 5.382 | kgs
Data for Red oxide Primer
| Cost of Red oxide Grade-I quality | 0.6 | 136 | 81.6
| Painter 1st class | 0.21 | 625 | 131.25
| Painter 2nd class | 0.49 | 515 | 252.35
|  |  |  | 465.2 | /10sqm
Sl. No. | Abstract | Qty. |  | Rate |  | Amount
1 | Outer frame "L' angle 25x25x5mm | 7.308 | kgs
2 | 10mm square rods safety bars | 5.382 | kgs
|  | 12.69 | kgs | 74.34 | kgs | 943.37
3 | Cost of Red oxide | 0.45 | Sqm | 465.2 | 10Sqm | 20.93
4 | Labour Charges - TBSC-T.I-16 & 17 | 12.69 | kgs | 35 | kgs | 444.15
5 | Area allowance | 0.2 |  | 444.15 |  | 88.83
1497.28
6 | Add 5% over heads | 13.61% |  |  |  | 203.8547
1701.1347
| Rate per each |  |  | or say |  | 1701
3 | Supplying and fixing of MS iron grill windows of size 1.50x1.20mts made of with 25x25x5mm angular for frame and providing 10mm square rods verticals -13 nos and horizontals -10 nos welded to the frame including c/c of all materials, labour charges, fabrication charges and applying one coat of red oxide paint etc., complete for finished item of work.
| Grill Window size: | 1.5 | 1.2 | 1.8 | sqm
Outer frame L angle 25x25x5mm
| Verticals (L-angle) | 2 | 1.2 | 2.4
| Horizontals | 2 | 1.5 | 3
| Hold fasts | 4 | 0.23 | 0.92
6.32
| Equivalent Weight | 1.8 | Kgs/Rm
| Total Weight | 6.32 | 1.8 |  | 11.376 | kgs
10mm square rods safety bars
| Verticals | 13 | 1.2 | 15.6
| Horizontals | 10 | 1.5 | 15
30.6
| Equivalent Weight | 0.78 | Kgs/Rm
| Total Weight | 30.6 | 0.78 |  | 23.868 | kgs
Data for Red oxide Primer
| Cost of Red oxide Grade-I quality | 0.6 | 136 | 81.6
| Painter 1st class | 0.21 | 625 | 131.25
| Painter 2nd class | 0.49 | 515 | 252.35
|  |  |  | 465.2 | /10sqm
Sl. No. | Abstract | Qty. |  | Rate |  | Amount
1 | Outer frame L angle 25x25x5mm | 11.376 | kgs
2 | 10mm square rods safety bars | 23.868 | kgs
|  | 35.244 | kgs | 74.34 | kgs | 2620.04
3 | Cost of Red oxide | 1.8 | Sqm | 465.2 | 10Sqm | 83.74
4 | Labour Charges - TBSC-T.I-16 & 17 | 35.244 | kgs | 35 | kgs | 1233.54
5 | Area allowance | 0.2 |  | 1233.54 |  | 246.708
4184.028
6 | Add 5% over heads | 13.61% |  |  |  | 569.6554
4753.6834
| Rate per each |  |  | or say |  | 4754
4 | Supply and fixing of MS grill window of 0.90x1.35mts size, made of with frame equal angle 25x25x5mm hor-2no, ver-2no welded with 10mm square rods hor-11no, ver - 7no, MS hold fasts - 4no, red oxide primer grade - I quality one coat, sales & other taxes on all materials, all operational, incidental labour charges etc., complete for finished item of work.
| MS Grill window size: | 0.9 | 1.35 | 1.215 | sqm
Outer frame "L' angle 25x25x5mm
| Verticals | 2 | 1.35 | 2.7
| Horizontals | 2 | 0.9 | 1.8
| Hold fasts | 4 | 0.23 | 0.92
5.42
| Equivalent Weight | 1.8 | Kgs/Rm
| Total Weight | 5.42 | 1.8 |  | 9.756 | kgs
10mm square rods safety bars
| Verticals | 7 | 1.35 | 9.45
| Horizontals | 11 | 0.9 | 9.9
19.35
| Equivalent Weight | 0.78 | Kgs/Rm
| Total Weight | 19.35 | 0.78 |  | 15.093 | kgs
Data for Red oxide Primer
| Cost of Red oxide Grade-I quality | 0.6 | 136 | 81.6
| Painter 1st class | 0.21 | 625 | 131.25
| Painter 2nd class | 0.49 | 515 | 252.35
|  |  |  | 465.2 | /10sqm
Sl. No. | Abstract | Qty. |  | Rate |  | Amount
1 | Outer frame "L' angle 25x25x5mm | 9.756 | kgs
2 | 10mm square rods safety bars | 15.093 | kgs
|  | 24.849 | kgs | 74.34 | kgs | 1847.27
3 | Cost of Red oxide | 1.215 | Sqm | 465.2 | 10Sqm | 56.52
4 | Labour Charges - TBSC-T.I-16 & 17 | 24.849 | kgs | 35 | kgs | 869.72
5 | Area allowance | 0.2 |  | 869.72 |  | 173.94
2947.45
6 | Add 5% over heads | 13.61% |  |  |  | 401.2953
3348.7453
| Rate per each |  |  | say |  | 3349

## Sheet1 (hidden)
1 | #REF! | [13 empty] | Footing type | No of foottings | L | B | D | Ewe | pcc for footing | Pcc for walls | Pcc for flooring | Basement height | EWE for RR Masonry | Column type | No of columns | L | B
| F1 | 1 | x | 6 | 2.3 | 2.3 | 1.8 | 57.13 | [6 empty] | FG1 | 4 | 3.1 | 3.1 | 0.525 | 2 | 0.1 | 0.1 | 0.08 | #REF! | 0.6 | C1 | 4 | 0.45 | 0.3
| F2 | 1 | x | 3 | 1.5 | 1.5 | 1.8 | 12.15 | [6 empty] | FG2 | 8 | 2.9 | 2.9 | 0.5 | 2 | Pedastals |  |  |  |  | C2 | 8 | 0.45 | 0.3
For external walls to construct RR masonry
| Long walls | 1 | x | 2 | 8.35 | 0.6 | 0.6 | 6.01 | [6 empty] | Total | 12 |  |  |  |  | Total |  |  |  |  | Total | 12
| Short walls | 1 | x | 2 | 5.33 | 0.6 | 0.6 | 3.84
| Steps | 1 | x | 1 | 3.6 | 2 | 0.3 | 2.16
| Ramp | 1 | x | 2 | 3.6 | 0.6 | 0.45 | 1.94
83.23
[7 empty] | say | 84 | Cum | #REF! | 1 | Cum | #REF!
2 | #REF!
| F1 | 1 | x | 6 | 2.3 | 2.3 | 0.1 | 3.17
| F2 | 1 | x | 3 | 1.5 | 1.5 | 0.1 | 0.68
3.85
[7 empty] | say | 4 | Cum | #REF! | 1 | Cum | #REF!
3 | #REF!
A | FOR FOOTINGS
| F1 | 1 | x | 6 | 2.15 | 2.15 | 0.45 | 12.48
| F2 | 1 | x | 3 | 1.35 | 1.35 | 0.3 | 1.64
14.12
[7 empty] | say | 15 | Cum | #REF! | 1 | Cum | #REF!
B | FOR PEDESTALS
| P1 | 1 | x | 6 | 0.45 | 0.6 | 0.6 | 0.97
| P2 | 1 | x | 3 | 0.45 | 0.45 | 0.6 | 0.36
1.33
[8 empty] | 1.4 | Cum | #REF! | 1 | Cum | #REF!
C | FOR COLUMNS upto bottom of the plinth beam
| C1 | 1 | x | 6 | 0.3 | 0.45 | 1.5 | 1.22
| C2 | 1 | x | 3 | 0.23 | 0.23 | 1.5 | 0.24
1.46
[8 empty] | 1.5 | Cum | #REF! | 1 | Cum | #REF! | 0 | #REF!
4 | #REF!
Under external walls to construct RR masonry
| Long walls | 1 | x | 2 | 8.35 | 0.6 | 0.1 | 1
| Short walls | 1 | x | 2 | 5.33 | 0.6 | 0.1 | 0.64
| Steps | 1 | x | 1 | 3.6 | 2 | 0.1 | 0.72
| Ramp | 1 | x | 2 | 3.6 | 0.6 | 0.1 | 0.43
under flooring
| Class rooms | 1 | x | 1 | 6.1 | 6.7 | 0.1 | 4.09
Under plinth beem.
| PB | 1 | x | 1 | 4.88 | 0.45 | 0.1 | 0.22
| PB | 1 | x | 2 | 3.78 | 0.45 | 0.1 | 0.34
| PB | 1 | x | 1 | 1.5 | 0.45 | 0.1 | 0.07
7.44
[7 empty] | say | 7.5 | Cum | #REF! | 1 | Cum | #REF! | 0
5 | #REF!
below ground
| Long walls | 1 | x | 2 | 8.35 | 0.45 | 0.5 | 3.76
| Short walls | 1 | x | 2 | 5.33 | 0.45 | 0.5 | 2.4
| Steps | 1 | x | 1 | 3.6 | 2 | 0.2 | 1.44
| steps | 1 | x | 2 | 3.6 | 0.45 | 0.35 | 1.13
Above ground
| Long walls | 1 | x | 2 | 8.35 | 0.45 | 1.2 | 9.02
| Short walls | 1 | x | 2 | 5.33 | 0.45 | 1.2 | 5.76
23.51
[7 empty] | say | 24 | Cum | #REF! | 1 | Cum | #REF!
6 | #REF!
Above ground
| Long walls | 1 | x | 2 | 8.35 |  | 1.2 | 20.04
| Short walls | 1 | x | 2 | 5.33 |  | 1.2 | 12.79
32.83
[7 empty] | say | 33 | Sqm | #REF! | 1 | Sqm | #REF!
7 | #REF!
| Same as Earth Work Quantity | [6 empty] | 84
84
[8 empty] | 84 | Cum | #REF! | 1 | Cum | #REF!
8 | #REF!
A | FOR PLINTH BEAM
| PB | 1 | x | 3 | 4.88 | 0.3 | 0.45 | 1.98
| PB | 1 | x | 6 | 3.78 | 0.23 | 0.3 | 1.56
| PB | 1 | x | 3 | 1.5 | 0.23 | 0.3 | 0.31
3.85
[7 empty] | say | 4 | Cum | #REF! |  |  | #REF!
a) | For Columns from top of PB to bottom of roof slab:
| C1 | 1 | x | 2 | 0.3 | 0.375 | 3.6 | 0.81
| C2 | 1 | x | 2 | 0.3 | 0.375 | 3.6 | 0.81
| C3 | 1 | x | 2 | 0.3 | 0.375 | 3.6 | 0.81
| C4 | 1 | x | 3 | 0.3 | 0.3 | 3.6 | 0.972
[8 empty] | 3.402 | Cum | #REF! | 1 | Cum | #REF!
a) | For Roof Beams:
| RB1 | 1 | x | 2 | 3.02 | 0.23 | 0.3 | 0.41676
| RB1 | 1 | x | 2 | 2.945 | 0.23 | 0.3 | 0.40641
| RB2 | 1 | x | 1 | 3 | 0.23 | 0.3 | 0.207
| RB2 | 1 | x | 2 | 3.02 | 0.23 | 0.3 | 0.41676
| RB2 | 1 | x | 2 | 2.945 | 0.23 | 0.3 | 0.40641
| RB3 | 1 | x | 1 | 3 | 0.23 | 0.23 | 0.1587
| RB3 | 1 | x | 4 | 2.87 | 0.23 | 0.23 | 0.60729
| RB4 | 1 | x | 1 | 4.775 | 0.23 | 0.38 | 0.41734
| RB5 | 1 | x | 3 | 4.775 | 0.23 | 0.38 | 1.252
| RB6 | 1 | x | 2 | 4.925 | 0.23 | 0.38 | 0.86089
| Corridor Beam | 1 | x | 4 | 1.8 | 0.23 | 0.23 | 0.38088
| M.L.B | 1 | x | 1 | 3.3 | 0.23 | 0.3 | 0.2277
[8 empty] | 5.7581 | Cum | #REF! | 1 | Cum
b) | For Roof Slab: 125mm thick |  |  |  | 0.335 | 0.185
| Total Area of Slab | 1 | x | 1 | 9.94 | 8.26 |  | 82.1044
| Ded.St.case | -1 | x | 1 | 4.5 | 3 |  | -13.5
68.6044
[8 empty] | 68.6044 | Sqm | #REF! | 1 | Sqm
c) | Waist Slab 175mm thick:
| 1st & 2nd Flights | 1 | x | 2 | 3.3 | 1.5 |  | 9.9
| Landing | 1 | x | 1 | 3 | 1.5 |  | 4.5
[8 empty] | 14.4 | Sqm | 1403.7 | 1 | Sqm
Plain Cement Concrete corresponding to M15 grade as per IS 456 equivalent to (1:2:4) proportion nominal mix (cement: fine aggregate: Coarse aggregate) using 20mm size Hard Blasted Granite (IS383, 1970) Machine Crushed graded metal from approved quarry including cost and conveyance of all materials like cement, sand, coarse aggregate, water etc. to site, including sales & other taxes on all materials, all operational, incidental and labour charges such as mixing, laying, curing concrete, etc., complete but excluding seigniorage charges for finished item of work (APSS No. 402)
| For steps | 0.5 | x | 24 | 1.5 | 0.3 | 0.15 | 0.81 | Cum |  | 1 | Cum
3 | Providing High Yield Strength Deformed (HYSD) steel bars (Fe 500 grade as per IS 1786-1985) of 8mm to 40mm diameters, (TATA, SAIL, VSP,Jindal & Shyam Steel) cutting, bending, to required sizes and shapes placing in position with cover blocks of approved size and binding wire of 20SWG, forming grills for reinforcement work as per approved designs and drawings including cost and conveyance of bars from approved sources to site of work, including cost and conveyance of binding wire, cover blocks, chairs, overlaps, spacers, dowels, wastage etc., and all operational, incidental, and labour charges such as cutting, bending, placing in position, tying etc., and sales & other taxes,on cost of all materials complete for finished item of work (APSS No.126)
| Columns | 3.402 |  | cum | @ | 130 | Kg/cum | 442.26
| Roof Beams | 5.7581 |  | cum | @ | 130 | Kg/cum | 748.5585
| Roof Slab | 8.5756 |  | cum | @ | 130 | Kg/cum | 1114.8215
| Lintels | 0.23874 |  | cum | @ | 130 | Kg/cum | 31.0362
| Sun Shades | 0.108 |  | cum | @ | 130 | Kg/cum | 14.04
2350.7162
[8 empty] | 2.3507 | MT |  |  | MT
4 | Brick Masonry in superstructure with CM (1:8) prop: using Fly ASH Bricks of size 290x225x140mm with compressive of 50 Kgs / Sqcm from approved source including cost and conveyance of all materials like cement, sand, fly ash bricks, water etc., to site, including sales & other taxes on all materials, all operational, incidental and labour charges such as mixing cement mortar, constructing masonry, scaffolding charges, lift charges, curing, etc., complete but excluding seigniorage charges for finished item of work. (APSS No. 501 & 504).
| Class room L/Walls | 1 | x | 2 | 4.775 | 0.23 | 3.095 | 6.7982
| Class room S/Walls | 2 | x | 2 | 3.02 | 0.23 | 3.175 | 8.8214
| At St.case | 1 | x | 1 | 3 | 0.23 | 3.175 | 2.1908
| Corridor Walls | 1 | x | 1 | 3 | 0.23 | 1 | 0.69
|  | 1 | x | 1 | 2.87 | 0.23 | 1 | 0.6601
|  | 1 | x | 1 | 1.8 | 0.23 | 1 | 0.414
Deductions:
| Doors | -1 | x | 1 | 1.21 | 0.23 | 2.13 | -0.59278
| Windows | -1 | x | 3 | 1.51 | 0.23 | 1.37 | -1.4274
| Ventilators | -1 | x | 2 | 0.6 | 0.23 | 0.3 | -0.0828
| Lintels above Doors | -1 | x | 2 | 1.52 | 0.23 | 0.15 | -0.10488
| Windows | -1 | x | 3 | 1.8 | 0.23 | 0.15 | -0.1863
| Bed Blocks | -1 | x | 6 | 0.2 | 0.23 | 0.23 | -0.06348
| Ded.MLB | -1 | x | 1 | 3.3 | 0.3 | 0.3 | -0.297
16.8198
[8 empty] | 16.8198 | Cum |  |  | Cum
5 | Reinforced Fly Ash Brick Masonry 10cm thick for partition walls in CM (1:4) prop: Fly Bricks of size 290x100x140mm with compressive of 50 Kgs / Sqcm from approved source and placing 2nos. of 6mm dia MS bars embedded in every 3rd layer with free ends of reinforcement keyed into mortar joints of the main brick work whereever applicable including cost and conveyance of all materials like cement, sand, bricks, water etc., to site, sales & other taxes on all materials, all operational, incidental and labour charges such as mixing cement mortar, constructing masonry, scaffolding charges, lift charges, curing, etc., but excluding cost and conveyance of steel and its fabrication charges & seignerage charges complete for finished item of work. (APSS No. 501 & 509).
| For St.case Railing | 1 | x | 2 | 3.3 |  | 1 | 6.6 | Sqm |  |  | Sqm
6 | Reinforced Cement Concrete M 20 Design Mix ( by weigh batching ) using 20mm size (SS5) hard blasted granite machine crushed graded metal (Coarse aggregate) from approved quarry, using a minimum quantity of 380 kgs. of cement per 1 cum of concrete including cost and conveyance of all materials like cement, fine aggregate (Sand), coarse aggregate, water etc., to site and cost of all materials including centering using Cashewrina Ballies and Wooden runners & staging including all bracings, cross members etc., shuttering , machine mixing, laying concrete, lift charges, curing etc., complete but excluding cost of steel and it’s fabrication charges but excluding seigniorage charges for finished item of work (APSS No. 402 & 403)
a) | For Lintels:
| Above Doors | 1 | x | 1 | 1.52 | 0.23 | 0.15 | 0.05244
| Above Windows | 1 | x | 3 | 1.8 | 0.23 | 0.15 | 0.1863
[8 empty] | 0.23874 | Cum |  |  | Cum
b) | Sun Shades:
| Above Windows | 1 | x | 2 | 1.8 | 0.6 |  | 2.16 | Sqm |  |  | Sqm
7 | Plain Cement Concrete corresponding to M10 grade as per IS 456 equivalent to (1:3:6) proportion nominal mix (cement: fine aggregate: Coarse aggregate) using 20mm size Hard Blasted Granite (IS383, 1970) Machine Crushed graded metal from from approved quarry including cost and conveyance of all materials like cement, sand, coarse aggregate, water etc. to site, including sales & other taxes on all materials, all operational, incidental and labour charges such as mixing, laying, curing concrete, etc., complete but excluding seigniorage charges for finished item of work for Bed Blocks and Hold Fasts (APSS No. 402)
| For Doors Bed Blocks | 1 | x | 6 | 0.2 | 0.23 | 0.15 | 0.0414
| For Windows Bed Blocks | 3 | x | 4 | 0.2 | 0.23 | 0.15 | 0.0828
[8 empty] | 0.1242 | Cum |  |  | Cum
Flooring with polished shabad tandur laid over existing CC bed or roof slab set over a base coat of CM (1:8), 12mm thick and pointing with CM(1:3) to full depth of flooring slabs dully filling joints neatly , including cost and conveyance of all materials like flooring stones, cement, sand, water, etc. to site, sales and other taxes on all materials, all operational, incidental and labour charges such as mixing of cement mortar, laying, pointing, curing, lift charges etc., complete but excluding seigniorage charges for finished item of work.(APSS No.703 & 701)
| Class Room | 1 | x | 1 | 6.1 | 4.88 |  | 29.768
| Stair Case | 1 | x | 1 | 4.88 | 3.3 |  | 16.104
| Corridor | 1 | x | 1 | 15.38 | 1.8 |  | 27.684
[8 empty] | 73.556 | Sqm |  |  | Sqm
Flooring with polished shabad tandur laid over existing CC bed or roof slab set over a base coat of CM (1:8), 12mm thick and pointing with CM(1:3) to full depth of flooring slabs dully filling joints neatly , including cost and conveyance of all materials like flooring stones, cement, sand, water, etc. to site, sales and other taxes on all materials, all operational, incidental and labour charges such as mixing of cement mortar, laying, pointing, curing, lift charges etc., complete but excluding seigniorage charges for finished item of work.(APSS No.703 & 701)
| Raisers | 2 | x | 12 | 1.5 |  | 0.15 | 5.4 | Sqm |  |  | Sqm
| Threds | 2 | x | 12 | 1.5 | 0.3 |  | 10.8 | Sqm |  |  | Sqm
8 | Ornamental Plastering 12mm thick in two coats with base coat of 8mm thick in CM (1:5) and top coat of 4mm thick in CM (1:3) dubara sponge finish including cost and conveyance of all materials like cement, sand, water etc., to site, sales & other taxes on all materials,all operational, incidental and labour charges such as mixing mortar, scaffolding charges, lift charges, including cutting of Grooves wherever necessary as directed by Engineer - in - charge, finishing, curing, etc., complete for Even Surfaces of Wall but excluding seigniorage charges for finished item of work. (APSS 901,903 & 904)
| Ceiling | 1 | x | 1 | 6.1 | 4.88 |  | 29.768
| corridor | 1 | x | 1 | 15.38 | 1.8 |  | 27.684
| Beam sides | 2 | x | 2 | 4.88 | 0.38 |  | 7.4176
|  | 1 | x | 3 | 1.8 | 0.23 |  | 1.242
| Blw.St.case | 1 | x | 2 | 3.6 | 1.5 |  | 10.8
| Landing | 1 | x | 1 | 3 | 1.5 |  | 4.5
[8 empty] | 81.4116 | Sqm |  |  | Sqm
9 | Plastering 12mm thick in two coats with base coat of 8mm thick in CM (1:6) and top coat of 4mm thick in CM (1:4) dubara sponge finish including cost and conveyance of all materials like cement, sand, water etc., to site, sales & other taxes on all materials,all operational, incidental and labour charges such as mixing mortar, scaffolding charges, lift charges, including cutting of Grooves wherever necessary as directed by Engineer - in - charge, finishing, curing, etc., complete but excluding seigniorage charges for Even Surfaces of Wall for finished item of work. (APSS 901,903 & 904)
| Class Room L/Walls | 1 | x | 2 | 4.88 |  | 3.475 | 33.916
| S/Walls | 1 | x | 2 | 6.1 |  | 3.475 | 42.395
| St.case Walls | 1 | x | 1 | 5.1 |  | 3.3 | 16.83
|  | 1 | x | 1 | 5.11 |  | 3.22 | 16.4542
| Corridor L/Wall | 1 | x | 1 | 15.38 |  | 1.2 | 18.456
|  | 1 | x | 2 | 1.8 |  | 1.2 | 4.32
| Col.offsets | 2 | x | 2 | 0.07 |  | 3.475 | 0.973
| corridor Col.faces alround | 1 | x | 5 | 0.9 |  | 2.045 | 9.2025
| Top | 1 | x | 1 | 15.38 | 0.23 |  | 3.5374
| Deductions: Col | -0.5 | x | 5 | 0.23 | 0.23 |  | -0.13225
| Doors | -0.5 | x | 2 | 1.21 |  | 2.1 | -2.541
| Windows | -0.5 | x | 6 | 1.51 |  | 1.37 | -6.2061
| Ventilators | -0.5 | x | 8 | 0.6 |  | 0.3 | -0.72
| External walls |  | x
| Long Walls | 1 | x | 2 | 9.94 |  | 3.6 | 71.568
| Short Walls | 1 | x | 2 | 7.66 |  | 3.6 | 55.152
| Corridor L/Wall | 1 | x | 1 | 12.89 |  | 3.475 | 44.7927
| Class Room L/Walls | 1 | x | 1 | 4.88 |  | 3.475 | 16.958
|  | 1 | x | 1 | 5.11 |  | 3.22 | 16.4542
| Slab proj alround | 1 | x | 1 | 36.4 | 0.3 |  | 10.92
| Col.offsets | 3 | x | 2 | 0.07 |  | 3.6 | 1.512
|  | 3 | x | 2 | 0.22 |  | 3.6 | 4.752
|  | 2 | x | 2 | 0.07 |  | 3.6 | 1.008
| Deductions: Doors | -0.5 | x | 2 | 1.21 |  | 2.1 | -2.541
| Windows | -0.5 | x | 6 | 1.51 |  | 1.37 | -6.2061
| Ventilators | -0.5 | x | 8 | 0.6 |  | 0.3 | -0.72
| Deduct Openings | -1 | x | 5 | 3.04 |  | 2.05 | -31.16
318.9746
[8 empty] | 318.9746 | Sqm |  |  | Sqm
11 | Making Green Chalk Board of size 3.00Mx1.20Mts including border with plastering in CM (1:2) 12mm thick as base coat and 3mm thick top coat with cement green oxide powder in (1:1) prop. and making border of 50x20mm thick alround the chalk board over existing plastered surface and painting the chalk board surface with chalk board paint as per direction of Engineer-in-Charge including cost and conveyance of all materials, sales and other taxes on cost of materials and all operational, incidental and labour charges etc., complete but excluding seigniorage charges for finished item of work (APSS No.1603)
| In Class Rooms | 1 | x | 1 | 3 |  | 1.35 | 4.05
[8 empty] | 4.05 | Sqm |  |  | Sqm
12 | Supplying and fixing of Polished Shabad/Tandur blue Slabas 15 to 18 mm thick (0.457M x 0.457M) in Single piece with the edges flat nosed and set over a base coat of CM (1:3), 12mm thick, and fixing in position with neat cement paste including cost and conveyance of all materials like cement, sand, water, stones etc. to site, seigniorage charges, sales and other taxes on all materials, all operational, incidental and labour charges such as dressing of stones to the required sizes, mixing of cement mortar, fixing in position, curing, lift charges etc., complete for finished item of work For raisers (APSS No.701 & 707)
| In Class Rooms | 1 | x | 2 | 6.1 | 4.88 |  | 59.536
| In corridor | 1 | x | 1 | 15.38 | 1.8 |  | 27.684
| Below Doors | 1 | x | 2 | 1.21 | 0.23 |  | 0.5566
| At Landing | 1 | x | 1 | 3.3 | 1.5 |  | 4.95
92.7266
[8 empty] | 82 | Sqm |  |  | Sqm
13 | Supplying and fixing of Polished Shabad/Tandur blue Slabas 15 to 18 mm thick (0.457M x 0.457M) in Single piece with the edges flat nosed and set over a base coat of CM (1:3), 12mm thick, and fixing in position with neat cement paste including cost and conveyance of all materials like cement, sand, water, stones etc. to site, seigniorage charges, sales and other taxes on all materials, all operational, incidental and labour charges such as dressing of stones to the required sizes, mixing of cement mortar, fixing in position, curing, lift charges etc., complete for finished item of work For raisers (APSS No.701 & 707)
a) | Raisers: First & second Flight | 2 | x | 12 | 1.5 |  | 0.15 | 5.4 | Sqm |  |  | Sqm
b) | Treads: First & second Flight | 2 | x | 12 | 1.5 | 0.3 |  | 10.8 | Sqm |  |  | Sqm
12 | Supply and Fixing of Door with Double leaf shutter, Door Size 1.22x2.13 mtrs with Medium teak wood Frame of sections size 75mm x 100mm with Flush Door Shutter Solid Bond Wood black board type with commercial ply on both faces of 35mm thick including cost of fixtures such as MS Powder coated Tower Bolts 250mm long 2 Nos, MS Powder coated Handles 150mm long 2 Nos, 300mm long MS Powder coated Aldrops 1No, 125mm long MS Powder coated butt hinges 6Nos, 300 mm long MS Powder coated Flat latch 1No, MS Powder coated heavy Door stoppers 2 Nos, MS Hold fasts 6Nos, Sales and Other Taxes cost and convenyance of all materials to site all Labour charges such as Fixing of Door Frame on shutter Fixing in position , with Hardware fixtures etc., complete for finsihed utem of work.
| For Class Rooms | 1 | x | 1 |  |  |  | 1 | No |  |  | No
13 | Supply and Fixing of 18 Gauge MS Plain Sheet Window with frame made of "T" angular section of 40 x 40 x 6mm with 16mm square rods at 100mm centre to centre and Shutter frame with 25 x 25 x 3mm angle and Shutters are made of 18 Gauge Mild Steel Plain Sheet and welded with 4 Nos. of 225mm Long hold fasts of 40 x 40 x 6mm, and along with the following fixtures for each shutter such as 6 Nos. of 100mm long MS Powder Coated Hinges , 6 Nos. of 100mm MS Powder Coated Tower bolts and and 3 Nos. of 125mm MS Powder Coated Handles including Red Oxide Paint including sales and other taxes on cost of all materials including cost and conveyance of all materials to site etc. complete for finished item of work for Window of size 1.52m. x 1.22m.
| For Class Rooms(1.52x1.22M) | 1 | x | 2 |  |  |  | 2 | No |  |  | No
14 | Painting to New walls with two coats of plastic Emulsion paint of superior quality of approved brand and shade over base coat of cement primer interior grade -I making three coats in all to give an even shade after thoroughly brushing the surface to remove all loose powdered materials, including cost and conveyance of all materials, including cost and conveyance of all materials, cost of brushes, water to site, etc., sales & other taxes, all operational, incidental and labour charges such as scaffolding charges, lift charges, curing etc., complete for finished item of work in all floors for internal Walls.(APSS No. 912) in All Floors
| Ceiling | 1 | x | 1 | 6.1 | 4.88 |  | 29.768
| corridor | 1 | x | 1 | 15.38 | 1.8 |  | 27.684
| Beam sides | 2 | x | 2 | 4.88 | 0.38 |  | 7.4176
|  | 1 | x | 3 | 1.8 | 0.23 |  | 1.242
| Blw.St.case | 1 | x | 2 | 3.6 | 1.5 |  | 10.8
| Landing | 1 | x | 1 | 3 | 1.5 |  | 4.5
Internal walls
| Class Room L/Walls | 1 | x | 2 | 4.88 |  | 3.475 | 33.916
| S/Walls | 1 | x | 2 | 6.1 |  | 3.475 | 42.395
| St.case Walls | 1 | x | 1 | 5.1 |  | 3.3 | 16.83
|  | 1 | x | 1 | 5.11 |  | 3.22 | 16.4542
| Corridor L/Wall | 1 | x | 1 | 0 |  | 1.2 | 0
|  | 1 | x | 2 | 1.8 |  | 1.2 | 4.32
| Col.offsets | 2 | x | 2 | 0.07 |  | 3.475 | 0.973
| corridor Col.faces alround | 1 | x | 5 | 0.9 |  | 2.045 | 9.2025
| Top | 1 | x | 1 | 0 | 0.23 |  | 0
| Deductions: Col | -0.5 | x | 5 | 0.23 | 0.23 |  | -0.13225
| Doors | -0.5 | x | 2 | 1.21 |  | 2.1 | -2.541
| Windows | -0.5 | x | 6 | 1.51 |  | 1.37 | -6.2061
| Ventilators | -0.5 | x | 8 | 0.6 |  | 0.3 | -0.72
[8 empty] | 195.903 | Sqm |  |  | Sqm
15 | Painting to New walls withThree coats of Acrylic Emulsion paint of superior quality of approved brand and shade over base coat of cement primer exterior grade -II making three coats in all to give an even shade after thoroughly brushing the surface to remove all loose powdered materials, including cost and conveyance of all materials, including cost and conveyance of all materials, cost of brushes, water to site, etc., sales & other taxes, all operational, incidental and labour charges such as scaffolding charges, lift charges, curing etc., complete for finished item of work in all floors for external Walls.(APSS No. 912) in All Floors
For Externals Walls:
| Long Walls | 1 | x | 2 | 9.94 |  | 3.6 | 71.568
| Short Walls | 1 | x | 2 | -0.6 |  | 3.6 | -4.32
| Corridor L/Wall | 1 | x | 1 | 12.89 |  | 3.475 | 44.7927
| Class Room L/Walls | 1 | x | 1 | 4.88 |  | 3.475 | 16.958
|  | 1 | x | 1 | 5.11 |  | 3.22 | 16.4542
| Slab proj alround | 1 | x | 1 | 0 | 0.3 |  | 0
| Col.offsets | 3 | x | 2 | 0.07 |  | 3.6 | 1.512
|  | 3 | x | 2 | 0.22 |  | 3.6 | 4.752
|  | 2 | x | 2 | 0.07 |  | 3.6 | 1.008
| Deductions: Doors | -0.5 | x | 2 | 1.21 |  | 2.1 | -2.541
| Windows | -0.5 | x | 6 | 1.51 |  | 1.37 | -6.2061
| Ventilators | -0.5 | x | 8 | 0.6 |  | 0.3 | -0.72
| Deduct Openings | -1 | x | 5 | 3.04 |  | 2.05 | -31.16
112.0979
[8 empty] | 224.1957 | Sqm |  |  | Sqm
| Sub- Total | [7 empty] | 0

## Grill data (hidden)
GRILL - DATAS
1 | Supplying and fixing of MS iron Ventilators of size 1.20x0.30mts with 25x25x5mm angular for frame and providing 10mm square rods verticals - 10nos and horizontals - 2nos including c/c of all materials, labour charges, fabrication charges and applying one coat of red oxide paint etc., complete for finished item of work.
| Ventilator size: | 3.5 | 1.2 | 4.2 | sqm
Outer frame "L' angle 25x25x5mm
| Verticals (L-angle) | 2 | 1.2 | 2.4
| Horizontals | 2 | 3.5 | 7
| Hold fasts | 4 | 0.23 | 0.92
10.32
| Equivalent Weight | 1.8 | Kgs/Rm
| Total Weight | 10.32 | 1.8 |  | 18.576 | kgs
10mm square rods safety bars
| Verticals | 23 | 1.2 | 27.6
| Horizontals | 8 | 3.5 | 28
55.6
| Equivalent Weight | 0.78 | Kgs/Rm
| Total Weight | 55.6 | 0.78 |  | 43.368 | kgs
Data for Red oxide Primer
| Cost of Red oxide Grade-I quality | 0.6 | 129 | 77.4
| Painter 1st class | 0.21 | 684 | 143.64
| Painter 2nd class | 0.49 | 564 | 276.36
|  |  |  | 497.4 | /10sqm
Sl. No. | Abstract | Qty. |  | Rate |  | Amount
1 | Outer frame "L' angle 25x25x5mm | 18.576 | kgs
2 | 10mm square rods safety bars | 43.368 | kgs
|  | 61.944 | kgs | 49 | kgs | 3035.26
3 | Cost of Red oxide | 4.2 | Sqm | 497.4 | 10Sqm | 208.91
4 | Labour Charges - TBSC-T.I-16 & 17 | 61.944 | kgs | 34 | kgs | 2106.1
5 | Area allowance | 0.2 |  | 2106.1 |  | 421.22
5771.49
6 | Add 5% over heads | 0% |  |  |  | 0
5771.49
| Rate per each |  |  | or say |  | 5771
1 | Supplying and fixing of MS iron Ventilators of size 1.20x0.45mts with 25x25x5mm angular for frame and providing 10mm square rods verticals - 10nos and horizontals - 3nos including c/c of all materials, labour charges, fabrication charges and applying one coat of red oxide paint etc., complete for finished item of work.
| Ventilator size: | 1.2 | 0.45 | 0.54 | sqm
Outer frame "L' angle 25x25x5mm
| Verticals (L-angle) | 2 | 0.45 | 0.9
| Horizontals | 2 | 1.2 | 2.4
| Hold fasts | 2 | 0.23 | 0.46
3.76
| Equivalent Weight | 1.8 | Kgs/Rm
| Total Weight | 3.76 | 1.8 |  | 6.768 | kgs
10mm square rods safety bars
| Verticals | 10 | 0.45 | 4.5
| Horizontals | 3 | 1.2 | 3.6
8.1
| Equivalent Weight | 0.78 | Kgs/Rm
| Total Weight | 8.1 | 0.78 |  | 6.318 | kgs
Data for Red oxide Primer
| Cost of Red oxide Grade-I quality | 0.6 | 129 | 77.4
| Painter 1st class | 0.21 | 684 | 143.64
| Painter 2nd class | 0.49 | 564 | 276.36
|  |  |  | 497.4 | /10sqm
Sl. No. | Abstract | Qty. |  | Rate |  | Amount
1 | Outer frame "L' angle 25x25x5mm | 6.768 | kgs
2 | 10mm square rods safety bars | 6.318 | kgs
|  | 13.086 | kgs | 49 | kgs | 641.21
3 | Cost of Red oxide | 0.54 | Sqm | 497.4 | 10Sqm | 26.86
4 | Labour Charges - TBSC-T.I-16 & 17 | 13.086 | kgs | 34 | kgs | 444.92
5 | Area allowance | 0.2 |  | 444.92 |  | 88.984
1201.974
6 | Add 5% over heads | 0% |  |  |  | 0
1201.974
| Rate per each |  |  | or say |  | 1202
1 | Supplying and fixing of MS iron Ventilators of size 1.20x0.30mts with 35x35x5mm angular for frame and providing 10mm square rods verticals - 10nos and horizontals - 2nos including c/c of all materials, labour charges, fabrication charges and applying one coat of red oxide paint etc., complete for finished item of work.
| Ventilator size: | 1.2 | 0.3 | 0.36 | sqm
Outer frame "L' angle 35x35x5mm
| Verticals (L-angle) | 2 | 0.3 | 0.6
| Horizontals | 2 | 1.2 | 2.4
| Hold fasts | 2 | 0.23 | 0.46
3.46
| Equivalent Weight | 2.6 | Kgs/Rm
| Total Weight | 3.46 | 2.6 |  | 8.996 | kgs
10mm square rods safety bars
| Verticals | 10 | 0.3 | 3
| Horizontals | 2 | 1.2 | 2.4
5.4
| Equivalent Weight | 0.78 | Kgs/Rm
| Total Weight | 5.4 | 0.78 |  | 4.212 | kgs
Data for Red oxide Primer
| Cost of Red oxide Grade-I quality | 0.6 | 129 | 77.4
| Painter 1st class | 0.21 | 684 | 143.64
| Painter 2nd class | 0.49 | 564 | 276.36
|  |  |  | 497.4 | /10sqm
Sl. No. | Abstract | Qty. |  | Rate |  | Amount
1 | Outer frame "L' angle 35x35x5mm | 8.996 | kgs
2 | 10mm square rods safety bars | 4.212 | kgs
|  | 13.208 | kgs | 49 | kgs | 647.19
3 | Cost of Red oxide | 0.36 | Sqm | 497.4 | 10Sqm | 17.91
4 | Labour Charges - TBSC-T.I-16 & 17 | 13.208 | kgs | 34 | kgs | 449.07
5 | Area allowance | 0.2 |  | 449.07 |  | 89.814
1203.984
6 | Add 5% over heads | 0% |  |  |  | 0
1203.984
| Rate per each |  |  | or say |  | 1204
4 | Supplying and fixing of MS iron Ventilators of size 1.20x0.45mts with 35x35x5mm angular for frame and providing 10mm square rods verticals - 10nos and horizontals - 3nos including c/c of all materials, labour charges, fabrication charges and applying one coat of red oxide paint etc., complete for finished item of work.
| Ventilator size: | 1.2 | 0.45 | 0.54 | sqm
Outer frame "L' angle 35x35x5mm
| Verticals (L-angle) | 2 | 0.45 | 0.9
| Horizontals | 2 | 1.2 | 2.4
| Hold fasts | 2 | 0.23 | 0.46
3.76
| Equivalent Weight | 2.6 | Kgs/Rm
| Total Weight | 3.76 | 2.6 |  | 9.776 | kgs
10mm square rods safety bars
| Verticals | 10 | 0.45 | 4.5
| Horizontals | 3 | 1.2 | 3.6
8.1
| Equivalent Weight | 0.78 | Kgs/Rm
| Total Weight | 8.1 | 0.78 |  | 6.318 | kgs
Data for Red oxide Primer
| Cost of Red oxide Grade-I quality | 0.6 | 129 | 77.4
| Painter 1st class | 0.21 | 684 | 143.64
| Painter 2nd class | 0.49 | 564 | 276.36
|  |  |  | 497.4 | /10sqm
Sl. No. | Abstract | Qty. |  | Rate |  | Amount
1 | Outer frame "L' angle 35x35x5mm | 9.776 | kgs
2 | 10mm square rods safety bars | 6.318 | kgs
|  | 16.094 | kgs | 49 | kgs | 788.61
3 | Cost of Red oxide | 0.54 | Sqm | 497.4 | 10Sqm | 26.86
4 | Labour Charges - TBSC-T.I-16 & 17 | 16.094 | kgs | 34 | kgs | 547.2
5 | Area allowance | 0.2 |  | 547.2 |  | 109.44
1472.11
6 | Add 5% over heads | 0% |  |  |  | 0
1472.11
| Rate per each |  |  | or say |  | 1472
5 | Supplying and fixing of MS iron Ventilators of size 1.00x0.30mts with 25x25x5mm angular for frame and providing 10mm square rods verticals - 8nos and horizontals - 2nos including c/c of all materials, labour charges, fabrication charges and applying one coat of red oxide paint etc., complete for finished item of work
| Ventilator size: | 1 | 0.3 | 0.3 | sqm
Outer frame "L' angle 25x25x5mm
| Verticals (L-angle) | 2 | 0.3 | 0.6
| Horizontals | 2 | 1 | 2
| Hold fasts | 2 | 0.23 | 0.46
3.06
| Equivalent Weight | 1.8 | Kgs/Rm
| Total Weight | 3.06 | 1.8 |  | 5.508 | kgs
10mm square rods safety bars
| Verticals | 8 | 0.3 | 2.4
| Horizontals | 2 | 1 | 2
4.4
| Equivalent Weight | 0.78 | Kgs/Rm
| Total Weight | 4.4 | 0.78 |  | 3.432 | kgs
Data for Red oxide Primer
| Cost of Red oxide Grade-I quality | 0.6 | 129 | 77.4
| Painter 1st class | 0.21 | 684 | 143.64
| Painter 2nd class | 0.49 | 564 | 276.36
|  |  |  | 497.4 | /10sqm
Sl. No. | Abstract | Qty. |  | Rate |  | Amount
1 | Outer frame "L' angle 25x25x5mm | 5.508 | kgs
2 | 10mm square rods safety bars | 3.432 | kgs
|  | 8.94 | kgs | 49 | kgs | 438.06
3 | Cost of Red oxide | 0.3 | Sqm | 497.4 | 10Sqm | 14.92
4 | Labour Charges - TBSC-T.I-16 & 17 | 8.94 | kgs | 34 | kgs | 303.96
5 | Area allowance | 0.2 |  | 303.96 |  | 60.792
817.732
6 | Add 5% over heads | 0% |  |  |  | 0
817.732
| Rate per each |  |  | or say |  | 818
6 | Supplying and fixing of MS iron Ventilators of size 1.00x0.45mts with 25x25x5mm angular for frame and providing 10mm square rods verticals - 8nos and horizontals - 3nos including c/c of all materials, labour charges, fabrication charges and applying one coat of red oxide paint etc., complete for finished item of work
| Ventilator size: | 1 | 0.45 | 0.45 | sqm
Outer frame "L' angle 25x25x5mm
| Verticals (L-angle) | 2 | 0.45 | 0.9
| Horizontals | 2 | 1 | 2
| Hold fasts | 2 | 0.23 | 0.46
3.36
| Equivalent Weight | 1.8 | Kgs/Rm
| Total Weight | 3.36 | 1.8 |  | 6.048 | kgs
10mm square rods safety bars
| Verticals | 8 | 0.45 | 3.6
| Horizontals | 3 | 1 | 3
6.6
| Equivalent Weight | 0.78 | Kgs/Rm
| Total Weight | 6.6 | 0.78 |  | 5.148 | kgs
Data for Red oxide Primer
| Cost of Red oxide Grade-I quality | 0.6 | 129 | 77.4
| Painter 1st class | 0.21 | 684 | 143.64
| Painter 2nd class | 0.49 | 564 | 276.36
|  |  |  | 497.4 | /10sqm
Sl. No. | Abstract | Qty. |  | Rate |  | Amount
1 | Outer frame "L' angle 25x25x5mm | 6.048 | kgs
2 | 10mm square rods safety bars | 5.148 | kgs
|  | 11.196 | kgs | 49 | kgs | 548.6
3 | Cost of Red oxide | 0.45 | Sqm | 497.4 | 10Sqm | 22.38
4 | Labour Charges - TBSC-T.I-16 & 17 | 11.196 | kgs | 34 | kgs | 380.66
5 | Area allowance | 0.2 |  | 380.66 |  | 76.132
1027.772
6 | Add 5% over heads | 0% |  |  |  | 0
1027.772
| Rate per each |  |  | or say |  | 1028
7 | Supplying and fixing of MS iron Ventilators of size 1.00x0.30mts with 35x35x5mm angular for frame and providing 10mm square rods verticals - 8nos and horizontals - 2nos including c/c of all materials, labour charges, fabrication charges and applying one coat of red oxide paint etc., complete for finished item of work
| Ventilator size: | 1 | 0.3 | 0.3 | sqm
Outer frame "L' angle 35x35x5mm
| Verticals (L-angle) | 2 | 0.3 | 0.6
| Horizontals | 2 | 1 | 2
| Hold fasts | 2 | 0.23 | 0.46
3.06
| Equivalent Weight | 2.6 | Kgs/Rm
| Total Weight | 3.06 | 2.6 |  | 7.956 | kgs
10mm square rods safety bars
| Verticals | 8 | 0.3 | 2.4
| Horizontals | 2 | 1 | 2
4.4
| Equivalent Weight | 0.78 | Kgs/Rm
| Total Weight | 4.4 | 0.78 |  | 3.432 | kgs
Data for Red oxide Primer
| Cost of Red oxide Grade-I quality | 0.6 | 129 | 77.4
| Painter 1st class | 0.21 | 684 | 143.64
| Painter 2nd class | 0.49 | 564 | 276.36
|  |  |  | 497.4 | /10sqm
Sl. No. | Abstract | Qty. |  | Rate |  | Amount
1 | Outer frame "L' angle 35x35x5mm | 7.956 | kgs
2 | 10mm square rods safety bars | 3.432 | kgs
|  | 11.388 | kgs | 49 | kgs | 558.01
3 | Cost of Red oxide | 0.3 | Sqm | 497.4 | 10Sqm | 14.92
4 | Labour Charges - TBSC-T.I-16 & 17 | 11.388 | kgs | 34 | kgs | 387.19
5 | Area allowance | 0.2 |  | 387.19 |  | 77.438
1037.558
6 | Add 5% over heads | 0% |  |  |  | 0
1037.558
| Rate per each |  |  | or say |  | 1038
8 | Supplying and fixing of MS iron Ventilators of size 1.00x0.45mts with 35x35x5mm angular for frame and providing 10mm square rods verticals - 8nos and horizontals - 3nos including c/c of all materials, labour charges, fabrication charges and applying one coat of red oxide paint etc., complete for finished item of work
| Ventilator size: | 1 | 0.45 | 0.45 | sqm
Outer frame "L' angle 35x35x5mm
| Verticals (L-angle) | 2 | 0.45 | 0.9
| Horizontals | 2 | 1 | 2
| Hold fasts | 2 | 0.23 | 0.46
3.36
| Equivalent Weight | 2.6 | Kgs/Rm
| Total Weight | 3.36 | 2.6 |  | 8.736 | kgs
10mm square rods safety bars
| Verticals | 8 | 0.45 | 3.6
| Horizontals | 3 | 1 | 3
6.6
| Equivalent Weight | 0.78 | Kgs/Rm
| Total Weight | 6.6 | 0.78 |  | 5.148 | kgs
Data for Red oxide Primer
| Cost of Red oxide Grade-I quality | 0.6 | 129 | 77.4
| Painter 1st class | 0.21 | 684 | 143.64
| Painter 2nd class | 0.49 | 564 | 276.36
|  |  |  | 497.4 | /10sqm
Sl. No. | Abstract | Qty. |  | Rate |  | Amount
1 | Outer frame "L' angle 35x35x5mm | 8.736 | kgs
2 | 10mm square rods safety bars | 5.148 | kgs
|  | 13.884 | kgs | 49 | kgs | 680.32
3 | Cost of Red oxide | 0.45 | Sqm | 497.4 | 10Sqm | 22.38
4 | Labour Charges - TBSC-T.I-16 & 17 | 13.884 | kgs | 34 | kgs | 472.06
5 | Area allowance | 0.2 |  | 472.06 |  | 94.412
1269.172
6 | Add 5% over heads | 0% |  |  |  | 0
1269.172
| Rate per each |  |  | or say |  | 1269
9 | Supplying and fixing of MS iron Ventilators of size 0.90x0.30mts with 25x25x5mm angular for frame and providing 10mm square rods verticals - 7nos and horizontals - 2nos including c/c of all materials, labour charges, fabrication charges and applying one coat of red oxide paint etc., complete for finished item of work.
| Ventilator size: | 0.9 | 0.3 | 0.27 | sqm
Outer frame "L' angle 25x25x5mm
| Verticals (L-angle) | 2 | 0.3 | 0.6
| Horizontals | 2 | 0.9 | 1.8
| Hold fasts | 2 | 0.23 | 0.46
2.86
| Equivalent Weight | 1.8 | Kgs/Rm
| Total Weight | 2.86 | 1.8 |  | 5.148 | kgs
10mm square rods safety bars
| Verticals | 7 | 0.3 | 2.1
| Horizontals | 2 | 0.9 | 1.8
3.9
| Equivalent Weight | 0.78 | Kgs/Rm
| Total Weight | 3.9 | 0.78 |  | 3.042 | kgs
Data for Red oxide Primer
| Cost of Red oxide Grade-I quality | 0.6 | 129 | 77.4
| Painter 1st class | 0.21 | 684 | 143.64
| Painter 2nd class | 0.49 | 564 | 276.36
|  |  |  | 497.4 | /10sqm
Sl. No. | Abstract | Qty. |  | Rate |  | Amount
1 | Outer frame "L' angle 25x25x5mm | 5.148 | kgs
2 | 10mm square rods safety bars | 3.042 | kgs
|  | 8.19 | kgs | 49 | kgs | 401.31
3 | Cost of Red oxide | 0.27 | Sqm | 497.4 | 10Sqm | 13.43
4 | Labour Charges - TBSC-T.I-16 & 17 | 8.19 | kgs | 34 | kgs | 278.46
5 | Area allowance | 0.2 |  | 278.46 |  | 55.692
748.892
6 | Add 5% over heads | 0% |  |  |  | 0
748.892
| Rate per each |  |  | or say |  | 749
10 | Supplying and fixing of MS iron Ventilators of size 0.90x0.45mts with 25x25x5mm angular for frame and providing 10mm square rods verticals - 7nos and horizontals - 3nos including c/c of all materials, labour charges, fabrication charges and applying one coat of red oxide paint etc., complete for finished item of work.
| Ventilator size: | 0.9 | 0.45 | 0.405 | sqm
Outer frame "L' angle 25x25x5mm
| Verticals (L-angle) | 2 | 0.45 | 0.9
| Horizontals | 2 | 0.9 | 1.8
| Hold fasts | 2 | 0.23 | 0.46
3.16
| Equivalent Weight | 1.8 | Kgs/Rm
| Total Weight | 3.16 | 1.8 |  | 5.688 | kgs
10mm square rods safety bars
| Verticals | 7 | 0.45 | 3.15
| Horizontals | 3 | 0.9 | 2.7
5.85
| Equivalent Weight | 0.78 | Kgs/Rm
| Total Weight | 5.85 | 0.78 |  | 4.563 | kgs
Data for Red oxide Primer
| Cost of Red oxide Grade-I quality | 0.6 | 129 | 77.4
| Painter 1st class | 0.21 | 684 | 143.64
| Painter 2nd class | 0.49 | 564 | 276.36
|  |  |  | 497.4 | /10sqm
Sl. No. | Abstract | Qty. |  | Rate |  | Amount
1 | Outer frame "L' angle 25x25x5mm | 5.688 | kgs
2 | 10mm square rods safety bars | 4.563 | kgs
|  | 10.251 | kgs | 49 | kgs | 502.3
3 | Cost of Red oxide | 0.405 | Sqm | 497.4 | 10Sqm | 20.14
4 | Labour Charges - TBSC-T.I-16 & 17 | 10.251 | kgs | 34 | kgs | 348.53
5 | Area allowance | 0.2 |  | 348.53 |  | 69.706
940.676
6 | Add 5% over heads | 0% |  |  |  | 0
940.676
| Rate per each |  |  | or say |  | 941
11 | Supplying and fixing of MS iron Ventilators of size 0.90x0.30mts with 35x35x5mm angular for frame and providing 10mm square rods verticals - 7nos and horizontals - 2nos including c/c of all materials, labour charges, fabrication charges and applying one coat of red oxide paint etc., complete for finished item of work.
| Ventilator size: | 0.9 | 0.3 | 0.27 | sqm
Outer frame "L' angle 35x35x5mm
| Verticals (L-angle) | 2 | 0.3 | 0.6
| Horizontals | 2 | 0.9 | 1.8
| Hold fasts | 2 | 0.23 | 0.46
2.86
| Equivalent Weight | 2.6 | Kgs/Rm
| Total Weight | 2.86 | 2.6 |  | 7.436 | kgs
10mm square rods safety bars
| Verticals | 7 | 0.3 | 2.1
| Horizontals | 2 | 0.9 | 1.8
3.9
| Equivalent Weight | 0.78 | Kgs/Rm
| Total Weight | 3.9 | 0.78 |  | 3.042 | kgs
Data for Red oxide Primer
| Cost of Red oxide Grade-I quality | 0.6 | 129 | 77.4
| Painter 1st class | 0.21 | 684 | 143.64
| Painter 2nd class | 0.49 | 564 | 276.36
|  |  |  | 497.4 | /10sqm
Sl. No. | Abstract | Qty. |  | Rate |  | Amount
1 | Outer frame "L' angle 35x35x5mm | 7.436 | kgs
2 | 10mm square rods safety bars | 3.042 | kgs
|  | 10.478 | kgs | 49 | kgs | 513.42
3 | Cost of Red oxide | 0.27 | Sqm | 497.4 | 10Sqm | 13.43
4 | Labour Charges - TBSC-T.I-16 & 17 | 10.478 | kgs | 34 | kgs | 356.25
5 | Area allowance | 0.2 |  | 356.25 |  | 71.25
954.35
6 | Add 5% over heads | 0% |  |  |  | 0
954.35
| Rate per each |  |  | or say |  | 954
12 | Supplying and fixing of MS iron Ventilators of size 1.50x0.30mts with 25x25x5mm angular for frame and providing 10mm square rods verticals - 13nos and horizontals - 2nos including c/c of all materials, labour charges, fabrication charges and applying one coat of red oxide paint etc., complete for finished item of work.
| Ventilator size: | 1.5 | 0.3 | 0.45 | sqm
Outer frame "L' angle 25x25x5mm
| Verticals (L-angle) | 2 | 0.3 | 0.6
| Horizontals | 2 | 1.5 | 3
| Hold fasts | 2 | 0.23 | 0.46
4.06
| Equivalent Weight | 1.8 | Kgs/Rm
| Total Weight | 4.06 | 1.8 |  | 7.308 | kgs
10mm square rods safety bars
| Verticals | 13 | 0.3 | 3.9
| Horizontals | 2 | 1.5 | 3
6.9
| Equivalent Weight | 0.78 | Kgs/Rm
| Total Weight | 6.9 | 0.78 |  | 5.382 | kgs
Data for Red oxide Primer
| Cost of Red oxide Grade-I quality | 0.6 | 129 | 77.4
| Painter 1st class | 0.21 | 684 | 143.64
| Painter 2nd class | 0.49 | 564 | 276.36
|  |  |  | 497.4 | /10sqm
Sl. No. | Abstract | Qty. |  | Rate |  | Amount
1 | Outer frame "L' angle 25x25x5mm | 7.308 | kgs
2 | 10mm square rods safety bars | 5.382 | kgs
|  | 12.69 | kgs | 49 | kgs | 621.81
3 | Cost of Red oxide | 0.45 | Sqm | 497.4 | 10Sqm | 22.38
4 | Labour Charges - TBSC-T.I-16 & 17 | 12.69 | kgs | 34 | kgs | 431.46
5 | Area allowance | 0.2 |  | 431.46 |  | 86.292
1161.942
6 | Add 5% over heads | 0% |  |  |  | 0
1161.942
| Rate per each |  |  | or say |  | 1162
13 | Supplying and fixing of MS iron Ventilators of size 1.50x0.45mts with 25x25x5mm angular for frame and providing 10mm square rods verticals - 13nos and horizontals - 3nos including c/c of all materials, labour charges, fabrication charges and applying one coat of red oxide paint etc., complete for finished item of work.
| Ventilator size: | 1.5 | 0.45 | 0.675 | sqm
Outer frame "L' angle 25x25x5mm
| Verticals (L-angle) | 2 | 0.45 | 0.9
| Horizontals | 2 | 1.5 | 3
| Hold fasts | 2 | 0.23 | 0.46
4.36
| Equivalent Weight | 1.8 | Kgs/Rm
| Total Weight | 4.36 | 1.8 |  | 7.848 | kgs
10mm square rods safety bars
| Verticals | 13 | 0.45 | 5.85
| Horizontals | 3 | 1.5 | 4.5
10.35
| Equivalent Weight | 0.78 | Kgs/Rm
| Total Weight | 10.35 | 0.78 |  | 8.073 | kgs
Data for Red oxide Primer
| Cost of Red oxide Grade-I quality | 0.6 | 129 | 77.4
| Painter 1st class | 0.21 | 684 | 143.64
| Painter 2nd class | 0.49 | 564 | 276.36
|  |  |  | 497.4 | /10sqm
Sl. No. | Abstract | Qty. |  | Rate |  | Amount
1 | Outer frame "L' angle 25x25x5mm | 7.848 | kgs
2 | 10mm square rods safety bars | 8.073 | kgs
|  | 15.921 | kgs | 49 | kgs | 780.13
3 | Cost of Red oxide | 0.675 | Sqm | 497.4 | 10Sqm | 33.57
4 | Labour Charges - TBSC-T.I-16 & 17 | 15.921 | kgs | 34 | kgs | 541.31
5 | Area allowance | 0.2 |  | 541.31 |  | 108.262
1463.272
6 | Add 5% over heads | 0% |  |  |  | 0
1463.272
| Rate per each |  |  | or say |  | 1463
2 | Supplying and fixing of MS iron Ventilators of size 1.50x0.30mts with 35x35x5mm angular for frame and providing 10mm square rods verticals - 13nos and horizontals - 2nos including c/c of all materials, labour charges, fabrication charges and applying one coat of red oxide paint etc., complete for finished item of work.
| Ventilator size: | 1.5 | 0.3 | 0.45 | sqm
Outer frame "L' angle 35x35x5mm
| Verticals (L-angle) | 2 | 0.3 | 0.6
| Horizontals | 2 | 1.5 | 3
| Hold fasts | 2 | 0.23 | 0.46
4.06
| Equivalent Weight | 2.6 | Kgs/Rm
| Total Weight | 4.06 | 2.6 |  | 10.556 | kgs
10mm square rods safety bars
| Verticals | 13 | 0.3 | 3.9
| Horizontals | 2 | 1.5 | 3
6.9
| Equivalent Weight | 0.78 | Kgs/Rm
| Total Weight | 6.9 | 0.78 |  | 5.382 | kgs
Data for Red oxide Primer
| Cost of Red oxide Grade-I quality | 0.6 | 129 | 77.4
| Painter 1st class | 0.21 | 684 | 143.64
| Painter 2nd class | 0.49 | 564 | 276.36
|  |  |  | 497.4 | /10sqm
Sl. No. | Abstract | Qty. |  | Rate |  | Amount
1 | Outer frame "L' angle 35x35x5mm | 10.556 | kgs
2 | 10mm square rods safety bars | 5.382 | kgs
|  | 15.938 | kgs | 49 | kgs | 780.96
3 | Cost of Red oxide | 0.45 | Sqm | 497.4 | 10Sqm | 22.38
4 | Labour Charges - TBSC-T.I-16 & 17 | 15.938 | kgs | 34 | kgs | 541.89
5 | Area allowance | 0.2 |  | 541.89 |  | 108.378
1453.608
6 | Add 5% over heads | 0% |  |  |  | 0
1453.608
| Rate per each |  |  | or say |  | 1454
15 | Supplying and fixing of MS iron Ventilators of size 1.50x0.45mts with 35x35x5mm angular for frame and providing 10mm square rods verticals - 13nos and horizontals - 2nos including c/c of all materials, labour charges, fabrication charges and applying one coat of red oxide paint etc., complete for finished item of work.
| Ventilator size: | 1.5 | 0.45 | 0.675 | sqm
Outer frame "L' angle 35x35x5mm
| Verticals (L-angle) | 2 | 0.45 | 0.9
| Horizontals | 2 | 1.5 | 3
| Hold fasts | 2 | 0.23 | 0.46
4.36
| Equivalent Weight | 2.6 | Kgs/Rm
| Total Weight | 4.36 | 2.6 |  | 11.336 | kgs
10mm square rods safety bars
| Verticals | 13 | 0.45 | 5.85
| Horizontals | 3 | 1.5 | 4.5
10.35
| Equivalent Weight | 0.78 | Kgs/Rm
| Total Weight | 10.35 | 0.78 |  | 8.073 | kgs
Data for Red oxide Primer
| Cost of Red oxide Grade-I quality | 0.6 | 129 | 77.4
| Painter 1st class | 0.21 | 684 | 143.64
| Painter 2nd class | 0.49 | 564 | 276.36
|  |  |  | 497.4 | /10sqm
Sl. No. | Abstract | Qty. |  | Rate |  | Amount
1 | Outer frame "L' angle 35x35x5mm | 11.336 | kgs
2 | 10mm square rods safety bars | 8.073 | kgs
|  | 19.409 | kgs | 49 | kgs | 951.04
3 | Cost of Red oxide | 0.675 | Sqm | 497.4 | 10Sqm | 33.57
4 | Labour Charges - TBSC-T.I-16 & 17 | 19.409 | kgs | 34 | kgs | 659.91
5 | Area allowance | 0.2 |  | 659.91 |  | 131.982
1776.502
6 | Add 5% over heads | 0% |  |  |  | 0
1776.502
| Rate per each |  |  | or say |  | 1777
16 | Supplying and fixing of MS iron grill windows of size 1.50x1.20mts made of with 25x25x5mm angular for frame and providing 10mm square rods verticals -13 nos and horizontals -10 nos welded to the frame including c/c of all materials, labour charges, fabrication charges and applying one coat of red oxide paint etc., complete for finished item of work.
| Grill Window size: | 1.5 | 1.2 | 1.8 | sqm
Outer frame L angle 25x25x5mm
| Verticals (L-angle) | 2 | 1.2 | 2.4
| Horizontals | 2 | 1.5 | 3
| Hold fasts | 4 | 0.23 | 0.92
6.32
| Equivalent Weight | 1.8 | Kgs/Rm
| Total Weight | 6.32 | 1.8 |  | 11.376 | kgs
10mm square rods safety bars
| Verticals | 13 | 1.2 | 15.6
| Horizontals | 10 | 1.5 | 15
30.6
| Equivalent Weight | 0.78 | Kgs/Rm
| Total Weight | 30.6 | 0.78 |  | 23.868 | kgs
Data for Red oxide Primer
| Cost of Red oxide Grade-I quality | 0.6 | 129 | 77.4
| Painter 1st class | 0.21 | 684 | 143.64
| Painter 2nd class | 0.49 | 564 | 276.36
|  |  |  | 497.4 | /10sqm
Sl. No. | Abstract | Qty. |  | Rate |  | Amount
1 | Outer frame L angle 25x25x5mm | 11.376 | kgs
2 | 10mm square rods safety bars | 23.868 | kgs
|  | 35.244 | kgs | 49 | kgs | 1726.96
3 | Cost of Red oxide | 1.8 | Sqm | 497.4 | 10Sqm | 89.53
4 | Labour Charges - TBSC-T.I-16 & 17 | 35.244 | kgs | 34 | kgs | 1198.3
5 | Area allowance | 0.2 |  | 1198.3 |  | 239.66
3254.45
6 | Add 5% over heads | 0% |  |  |  | 0
3254.45
| Rate per each |  |  | or say |  | 3254
3 | Supplying and fixing of MS iron grill windows of size 1.50x1.20mts made of with 35x35x5mm angular for frame and providing 10mm square rods verticals -13 nos and horizontals -10 nos welded to the frame including c/c of all materials, labour charges, fabrication charges and applying one coat of red oxide paint etc., complete for finished item of work.
| Grill Window size: | 1.5 | 1.2 | 1.8 | sqm
Outer frame L angle 35x35x5mm
| Verticals (L-angle) | 2 | 1.2 | 2.4
| Horizontals | 2 | 1.5 | 3
| Hold fasts | 4 | 0.23 | 0.92
6.32
| Equivalent Weight | 2.6 | Kgs/Rm
| Total Weight | 6.32 | 2.6 |  | 16.432 | kgs
10mm square rods safety bars
| Verticals | 13 | 1.2 | 15.6
| Horizontals | 10 | 1.5 | 15
30.6
| Equivalent Weight | 0.78 | Kgs/Rm
| Total Weight | 30.6 | 0.78 |  | 23.868 | kgs
Data for Red oxide Primer
| Cost of Red oxide Grade-I quality | 0.6 | 129 | 77.4
| Painter 1st class | 0.21 | 684 | 143.64
| Painter 2nd class | 0.49 | 564 | 276.36
|  |  |  | 497.4 | /10sqm
Sl. No. | Abstract | Qty. |  | Rate |  | Amount
1 | Outer frame L angle 35x35x5mm | 16.432 | kgs
2 | 10mm square rods safety bars | 23.868 | kgs
|  | 40.3 | kgs | 49 | kgs | 1974.7
3 | Cost of Red oxide | 1.8 | Sqm | 497.4 | 10Sqm | 89.53
4 | Labour Charges - TBSC-T.I-16 & 17 | 40.3 | kgs | 34 | kgs | 1370.2
5 | Area allowance | 0.2 |  | 1370.2 |  | 274.04
3708.47
6 | Add 5% over heads | 0% |  |  |  | 0
3708.47
| Rate per each |  |  | or say |  | 3708
18 | Supplying and fixing and fabrication of MS iron grill window's of size 1.20x1.20mts made of with 25x25x5mm angular for frame and providing 10mm square rods verticals -10 nos and horizontals - 10nos welded to the frame including c/c of all materials, labour charges, fabrication charges and applying one coat of red oxide paint etc., complete for finished item of work.
| Grill window size: | 1.2 | 1.2 | 1.44 | sqm
Outer frame L angle 25x25x5mm
| Verticals (L-angle) | 2 | 1.2 | 2.4
| Horizontals | 2 | 1.2 | 2.4
| Hold fasts | 4 | 0.23 | 0.92
5.72
| Equivalent Weight | 1.8 | Kgs/Rm
| Total Weight | 5.72 | 1.8 |  | 10.296 | kgs
10mm square rods safety bars
| Verticals | 10 | 1.2 | 12
| Horizontals | 10 | 1.2 | 12
24
| Equivalent Weight | 0.78 | Kgs/Rm
| Total Weight | 24 | 0.78 |  | 18.72 | kgs
Data for Red oxide Primer
| Cost of Red oxide Grade-I quality | 0.6 | 129 | 77.4
| Painter 1st class | 0.21 | 684 | 143.64
| Painter 2nd class | 0.49 | 564 | 276.36
|  |  |  | 497.4 | /10sqm
Sl. No. | Abstract | Qty. |  | Rate |  | Amount
1 | Outer frame L angle 25x25x5mm | 10.296 | kgs
2 | 10mm square rods safety bars | 18.72 | kgs
|  | 29.016 | kgs | 49 | kgs | 1421.78
3 | Cost of Red oxide | 1.44 | Sqm | 497.4 | 10Sqm | 71.63
4 | Labour Charges - TBSC-T.I-16 & 17 | 29.016 | kgs | 34 | kgs | 986.54
5 | Area allowance | 0.2 |  | 986.54 |  | 197.31
2677.26
6 | Add 5% over heads | 0% |  |  |  | 0
2677.26
| Rate per each |  |  | or say |  | 2677
19 | Supplying and fixing and fabrication of MS iron grill window's of size 1.20x1.20mts made of with 35x35x5mm angular for frame and providing 10mm square rods verticals -10 nos and horizontals - 10nos welded to the frame including c/c of all materials, labour charges, fabrication charges and applying one coat of red oxide paint etc., complete for finished item of work.
| Grill window size: | 1.2 | 1.2 | 1.44 | sqm
Outer frame L angle 35x35x5mm
| Verticals (L-angle) | 2 | 1.2 | 2.4
| Horizontals | 2 | 1.2 | 2.4
| Hold fasts | 4 | 0.23 | 0.92
5.72
| Equivalent Weight | 2.6 | Kgs/Rm
| Total Weight | 5.72 | 2.6 |  | 14.872 | kgs
10mm square rods safety bars
| Verticals | 10 | 1.2 | 12
| Horizontals | 10 | 1.2 | 12
24
| Equivalent Weight | 0.78 | Kgs/Rm
| Total Weight | 24 | 0.78 |  | 18.72 | kgs
Data for Red oxide Primer
| Cost of Red oxide Grade-I quality | 0.6 | 129 | 77.4
| Painter 1st class | 0.21 | 684 | 143.64
| Painter 2nd class | 0.49 | 564 | 276.36
|  |  |  | 497.4 | /10sqm
Sl. No. | Abstract | Qty. |  | Rate |  | Amount
1 | Outer frame L angle 35x35x5mm | 14.872 | kgs
2 | 10mm square rods safety bars | 18.72 | kgs
|  | 33.592 | kgs | 49 | kgs | 1646.01
3 | Cost of Red oxide | 1.44 | Sqm | 497.4 | 10Sqm | 71.63
4 | Labour Charges - TBSC-T.I-16 & 17 | 33.592 | kgs | 34 | kgs | 1142.13
5 | Area allowance | 0.2 |  | 1142.13 |  | 228.43
3088.2
6 | Add 5% over heads | 0% |  |  |  | 0
3088.2
| Rate per each |  |  | or say |  | 3088
20 | Supplying and fixing of MS iron grill window of size 1.30x1.20mts made of with 25x25x5mm angular for frame and providing 10mm square rods verticals - 11nos and horizontals - 10nos welded to the frame including c/c of all materials, labour charges, fabrication charges and applying one coat of red oxide paint etc., complete for finished item of work.
| Grill window size: | 1.3 | 1.2 | 1.56 | sqm
Outer frame L angle 25x25x5mm
| Verticals (L-angle) | 2 | 1.2 | 2.4
| Horizontals | 2 | 1.3 | 2.6
| Hold fasts | 4 | 0.23 | 0.92
5.92
| Equivalent Weight | 1.8 | Kgs/Rm
| Total Weight | 5.92 | 1.8 |  | 10.656 | kgs
10mm square rods safety bars
| Verticals | 11 | 1.2 | 13.2
| Horizontals | 10 | 1.3 | 13
26.2
| Equivalent Weight | 0.78 | Kgs/Rm
| Total Weight | 26.2 | 0.78 |  | 20.436 | kgs
Data for Red oxide Primer
| Cost of Red oxide Grade-I quality | 0.6 | 129 | 77.4
| Painter 1st class | 0.21 | 684 | 143.64
| Painter 2nd class | 0.49 | 564 | 276.36
|  |  |  | 497.4 | /10sqm
Sl. No. | Abstract | Qty. |  | Rate |  | Amount
1 | Outer frame L angle 25x25x5mm | 10.656 | kgs
2 | 10mm square rods safety bars | 20.436 | kgs
|  | 31.092 | kgs | 49 | kgs | 1523.51
3 | Cost of Red oxide | 1.56 | Sqm | 497.4 | 10Sqm | 77.59
4 | Labour Charges - TBSC-T.I-16 & 17 | 31.092 | kgs | 34 | kgs | 1057.13
5 | Area allowance | 0.2 |  | 1057.13 |  | 211.43
2869.66
6 | Add 5% over heads | 0% |  |  |  | 0
2869.66
| Rate per each |  |  | or say |  | 2870
21 | Supplying and fixing of MS iron grill window of size 1.30x1.20mts made of with 35x35x5mm angular for frame and providing 10mm square rods verticals - 11nos and horizontals - 10nos welded to the frame including c/c of all materials, labour charges, fabrication charges and applying one coat of red oxide paint etc., complete for finished item of work.
| Grill window size: | 1.3 | 1.2 | 1.56 | sqm
Outer frame L angle 35x35x5mm
| Verticals (L-angle) | 2 | 1.2 | 2.4
| Horizontals | 2 | 1.3 | 2.6
| Hold fasts | 4 | 0.23 | 0.92
5.92
| Equivalent Weight | 2.6 | Kgs/Rm
| Total Weight | 5.92 | 2.6 |  | 15.392 | kgs
10mm square rods safety bars
| Verticals | 11 | 1.2 | 13.2
| Horizontals | 10 | 1.3 | 13
26.2
| Equivalent Weight | 0.78 | Kgs/Rm
| Total Weight | 26.2 | 0.78 |  | 20.436 | kgs
Data for Red oxide Primer
| Cost of Red oxide Grade-I quality | 0.6 | 129 | 77.4
| Painter 1st class | 0.21 | 684 | 143.64
| Painter 2nd class | 0.49 | 564 | 276.36
|  |  |  | 497.4 | /10sqm
Sl. No. | Abstract | Qty. |  | Rate |  | Amount
1 | Outer frame L angle 35x35x5mm | 15.392 | kgs
2 | 10mm square rods safety bars | 20.436 | kgs
|  | 35.828 | kgs | 49 | kgs | 1755.57
3 | Cost of Red oxide | 1.56 | Sqm | 497.4 | 10Sqm | 77.59
4 | Labour Charges - TBSC-T.I-16 & 17 | 35.828 | kgs | 34 | kgs | 1218.15
5 | Area allowance | 0.2 |  | 1218.15 |  | 243.63
3294.94
6 | Add 5% over heads | 0% |  |  |  | 0
3294.94
| Rate per each |  |  | or say |  | 3295
22 | Supplying and fixing and fabrication of MS iron Ventilators of size 3.30x0.30mts with 25x25x5mm angular for frame and providing 10mm square rods verticals- 31nos and horizontals-2 nos including c/c of all materials, labour charges, fabrication charges and applying one coat of red oxide paint etc., complete for finished item of work
| Ventilator size: | 3.3 | 0.3 | 0.99 | sqm
Outer frame "L' angle 25x25x5mm
| Verticals (L-angle) | 2 | 0.3 | 0.6
| Horizontals | 2 | 3.3 | 6.6
| Hold fasts | 2 | 0.23 | 0.46
7.66
| Equivalent Weight | 1.8 | Kgs/Rm
| Total Weight | 7.66 | 1.8 |  | 13.788 | kgs
10mm square rods safety bars
| Verticals | 31 | 0.3 | 9.3
| Horizontals | 2 | 3.3 | 6.6
15.9
| Equivalent Weight | 0.78 | Kgs/Rm
| Total Weight | 15.9 | 0.78 |  | 12.402 | kgs
Data for Red oxide Primer
| Cost of Red oxide Grade-I quality | 0.6 | 129 | 77.4
| Painter 1st class | 0.21 | 684 | 143.64
| Painter 2nd class | 0.49 | 564 | 276.36
|  |  |  | 497.4 | /10sqm
Sl. No. | Abstract | Qty. |  | Rate |  | Amount
1 | Outer frame "L' angle 25x25x5mm | 13.788 | kgs
2 | 10mm square rods safety bars | 12.402 | kgs
|  | 26.19 | kgs | 49 | kgs | 1283.31
3 | Cost of Red oxide | 0.99 | Sqm | 497.4 | 10Sqm | 49.24
4 | Labour Charges - TBSC-T.I-16 & 17 | 26.19 | kgs | 34 | kgs | 890.46
5 | Area allowance | 0.2 |  | 890.46 |  | 178.09
2401.1
6 | Add 5% over heads | 0% |  |  |  | 0
2401.1
| Rate per each |  |  | or say |  | 2401
23 | Supplying and fixing and fabrication of MS iron Ventilators of size 3.30x0.30mts with 35x35x5mm angular for frame and providing 10mm square rods verticals- 31nos and horizontals-2 nos including c/c of all materials, labour charges, fabrication charges and applying one coat of red oxide paint etc., complete for finished item of work
| Ventilator size: | 3.3 | 0.3 | 0.99 | sqm
Outer frame "L' angle 35x35x5mm
| Verticals (L-angle) | 2 | 0.3 | 0.6
| Horizontals | 2 | 3.3 | 6.6
| Hold fasts | 2 | 0.23 | 0.46
7.66
| Equivalent Weight | 2.6 | Kgs/Rm
| Total Weight | 7.66 | 2.6 |  | 19.916 | kgs
10mm square rods safety bars
| Verticals | 31 | 0.3 | 9.3
| Horizontals | 2 | 3.3 | 6.6
15.9
| Equivalent Weight | 0.78 | Kgs/Rm
| Total Weight | 15.9 | 0.78 |  | 12.402 | kgs
Data for Red oxide Primer
| Cost of Red oxide Grade-I quality | 0.6 | 129 | 77.4
| Painter 1st class | 0.21 | 684 | 143.64
| Painter 2nd class | 0.49 | 564 | 276.36
|  |  |  | 497.4 | /10sqm
Sl. No. | Abstract | Qty. |  | Rate |  | Amount
1 | Outer frame "L' angle 35x35x5mm | 19.916 | kgs
2 | 10mm square rods safety bars | 12.402 | kgs
|  | 32.318 | kgs | 49 | kgs | 1583.58
3 | Cost of Red oxide | 0.99 | Sqm | 497.4 | 10Sqm | 49.24
4 | Labour Charges - TBSC-T.I-16 & 17 | 32.318 | kgs | 34 | kgs | 1098.81
5 | Area allowance | 0.2 |  | 1098.81 |  | 219.76
2951.39
6 | Add 5% over heads | 0% |  |  |  | 0
2951.39
| Rate per each |  |  | or say |  | 2951
24 | Supplying and fixing and fabrication of MS iron Ventilators of size 3.30x0.45mts with 25x25x5mm angular for frame and providing 10mm square rods verticals- 31nos and horizontals- 3 nos including c/c of all materials, labour charges, fabrication charges and applying one coat of red oxide paint etc., complete for finished item of work
| Ventilator size: | 3.3 | 0.45 | 1.485 | sqm
Outer frame "L' angle 25x25x5mm
| Verticals (L-angle) | 2 | 0.45 | 0.9
| Horizontals | 2 | 3.3 | 6.6
| Hold fasts | 2 | 0.23 | 0.46
7.96
| Equivalent Weight | 1.8 | Kgs/Rm
| Total Weight | 7.96 | 1.8 |  | 14.328 | kgs
10mm square rods safety bars
| Verticals | 31 | 0.45 | 13.95
| Horizontals | 3 | 3.3 | 9.9
23.85
| Equivalent Weight | 0.78 | Kgs/Rm
| Total Weight | 23.85 | 0.78 |  | 18.603 | kgs
Data for Red oxide Primer
| Cost of Red oxide Grade-I quality | 0.6 | 129 | 77.4
| Painter 1st class | 0.21 | 684 | 143.64
| Painter 2nd class | 0.49 | 564 | 276.36
|  |  |  | 497.4 | /10sqm
Sl. No. | Abstract | Qty. |  | Rate |  | Amount
1 | Outer frame "L' angle 25x25x5mm | 14.328 | kgs
2 | 10mm square rods safety bars | 18.603 | kgs
|  | 32.931 | kgs | 49 | kgs | 1613.62
3 | Cost of Red oxide | 1.485 | Sqm | 497.4 | 10Sqm | 73.86
4 | Labour Charges - TBSC-T.I-16 & 17 | 32.931 | kgs | 34 | kgs | 1119.65
5 | Area allowance | 0.2 |  | 1119.65 |  | 223.93
3031.06
6 | Add 5% over heads | 0% |  |  |  | 0
3031.06
| Rate per each |  |  | or say |  | 3031
25 | Supplying and fixing and fabrication of MS iron Ventilators of size 3.30x0.45mts with 35x35x5mm angular for frame and providing 10mm square rods verticals- 31nos and horizontals- 3 nos including c/c of all materials, labour charges, fabrication charges and applying one coat of red oxide paint etc., complete for finished item of work
| Ventilator size: | 3.3 | 0.45 | 1.485 | sqm
Outer frame "L' angle 35x35x5mm
| Verticals (L-angle) | 2 | 0.45 | 0.9
| Horizontals | 2 | 3.3 | 6.6
| Hold fasts | 2 | 0.23 | 0.46
7.96
| Equivalent Weight | 2.6 | Kgs/Rm
| Total Weight | 7.96 | 2.6 |  | 20.696 | kgs
10mm square rods safety bars
| Verticals | 31 | 0.45 | 13.95
| Horizontals | 3 | 3.3 | 9.9
23.85
| Equivalent Weight | 0.78 | Kgs/Rm
| Total Weight | 23.85 | 0.78 |  | 18.603 | kgs
Data for Red oxide Primer
| Cost of Red oxide Grade-I quality | 0.6 | 129 | 77.4
| Painter 1st class | 0.21 | 684 | 143.64
| Painter 2nd class | 0.49 | 564 | 276.36
|  |  |  | 497.4 | /10sqm
Sl. No. | Abstract | Qty. |  | Rate |  | Amount
1 | Outer frame "L' angle 35x35x5mm | 20.696 | kgs
2 | 10mm square rods safety bars | 18.603 | kgs
|  | 39.299 | kgs | 49 | kgs | 1925.65
3 | Cost of Red oxide | 1.485 | Sqm | 497.4 | 10Sqm | 73.86
4 | Labour Charges - TBSC-T.I-16 & 17 | 39.299 | kgs | 34 | kgs | 1336.17
5 | Area allowance | 0.2 |  | 1336.17 |  | 267.23
3602.91
6 | Add 5% over heads | 0% |  |  |  | 0
3602.91
| Rate per each |  |  | or say |  | 3603
26 | Supplying and fixing and fabrication of MS iron Ventilators of size 2.50x0.30mts with 25x25x5mm angular for frame and providing 10mm square rods verticals- 23 nos and horizontals- 2 nos including c/c of all materials, labour charges, fabrication charges and applying one coat of red oxide paint etc., complete for finished item of work.
| Ventilator size: | 2.5 | 0.3 | 0.75 | sqm
Outer frame "L' angle 25x25x5mm
| Verticals (L-angle) | 2 | 0.3 | 0.6
| Horizontals | 2 | 2.5 | 5
| Hold fasts | 2 | 0.23 | 0.46
6.06
| Equivalent Weight | 1.8 | Kgs/Rm
| Total Weight | 6.06 | 1.8 |  | 10.908 | kgs
10mm square rods safety bars
| Verticals | 23 | 0.3 | 6.9
| Horizontals | 2 | 2.5 | 5
11.9
| Equivalent Weight | 0.78 | Kgs/Rm
| Total Weight | 11.9 | 0.78 |  | 9.282 | kgs
Data for Red oxide Primer
| Cost of Red oxide Grade-I quality | 0.6 | 129 | 77.4
| Painter 1st class | 0.21 | 684 | 143.64
| Painter 2nd class | 0.49 | 564 | 276.36
|  |  |  | 497.4 | /10sqm
Sl. No. | Abstract | Qty. |  | Rate |  | Amount
1 | Outer frame "L' angle 25x25x5mm | 10.908 | kgs
2 | 10mm square rods safety bars | 9.282 | kgs
|  | 20.19 | kgs | 49 | kgs | 989.31
3 | Cost of Red oxide | 0.75 | Sqm | 497.4 | 10Sqm | 37.31
4 | Labour Charges - TBSC-T.I-16 & 17 | 20.19 | kgs | 34 | kgs | 686.46
5 | Area allowance | 0.2 |  | 686.46 |  | 137.29
1850.37
6 | Add 5% over heads | 0% |  |  |  | 0
1850.37
| Rate per each |  |  | or say |  | 1850
27 | Supplying and fixing and fabrication of MS iron Ventilators of size 2.50x0.30mts with 35x35x5mm angular for frame and providing 10mm square rods verticals- 23 nos and horizontals- 2 nos including c/c of all materials, labour charges, fabrication charges and applying one coat of red oxide paint etc., complete for finished item of work.
| Ventilator size: | 2.5 | 0.3 | 0.75 | sqm
Outer frame "L' angle 35x35x5mm
| Verticals (L-angle) | 2 | 0.3 | 0.6
| Horizontals | 2 | 2.5 | 5
| Hold fasts | 2 | 0.23 | 0.46
6.06
| Equivalent Weight | 2.6 | Kgs/Rm
| Total Weight | 6.06 | 2.6 |  | 15.756 | kgs
10mm square rods safety bars
| Verticals | 23 | 0.3 | 6.9
| Horizontals | 2 | 2.5 | 5
11.9
| Equivalent Weight | 0.78 | Kgs/Rm
| Total Weight | 11.9 | 0.78 |  | 9.282 | kgs
Data for Red oxide Primer
| Cost of Red oxide Grade-I quality | 0.6 | 129 | 77.4
| Painter 1st class | 0.21 | 684 | 143.64
| Painter 2nd class | 0.49 | 564 | 276.36
|  |  |  | 497.4 | /10sqm
Sl. No. | Abstract | Qty. |  | Rate |  | Amount
1 | Outer frame "L' angle 35x35x5mm | 15.756 | kgs
2 | 10mm square rods safety bars | 9.282 | kgs
|  | 25.038 | kgs | 49 | kgs | 1226.86
3 | Cost of Red oxide | 0.75 | Sqm | 497.4 | 10Sqm | 37.31
4 | Labour Charges - TBSC-T.I-16 & 17 | 25.038 | kgs | 34 | kgs | 851.29
5 | Area allowance | 0.2 |  | 851.29 |  | 170.26
2285.72
6 | Add 5% over heads | 0% |  |  |  | 0
2285.72
| Rate per each |  |  | or say |  | 2286
28 | Supplying and fixing and fabrication of MS iron Ventilators of size 2.50x0.45mts with 25x25x5mm angular for frame and providing 10mm square rods verticals- 23 nos and horizontals- 3 nos including c/c of all materials, labour charges, fabrication charges and applying one coat of red oxide paint etc., complete for finished item of work.
| Ventilator size: | 2.5 | 0.45 | 1.125 | sqm
Outer frame "L' angle 25x25x5mm
| Verticals (L-angle) | 2 | 0.45 | 0.9
| Horizontals | 2 | 2.5 | 5
| Hold fasts | 2 | 0.23 | 0.46
6.36
| Equivalent Weight | 1.8 | Kgs/Rm
| Total Weight | 6.36 | 1.8 |  | 11.448 | kgs
10mm square rods safety bars
| Verticals | 23 | 0.45 | 10.35
| Horizontals | 3 | 2.5 | 7.5
17.85
| Equivalent Weight | 0.78 | Kgs/Rm
| Total Weight | 17.85 | 0.78 |  | 13.923 | kgs
Data for Red oxide Primer
| Cost of Red oxide Grade-I quality | 0.6 | 129 | 77.4
| Painter 1st class | 0.21 | 684 | 143.64
| Painter 2nd class | 0.49 | 564 | 276.36
|  |  |  | 497.4 | /10sqm
Sl. No. | Abstract | Qty. |  | Rate |  | Amount
1 | Outer frame "L' angle 25x25x5mm | 11.448 | kgs
2 | 10mm square rods safety bars | 13.923 | kgs
|  | 25.371 | kgs | 49 | kgs | 1243.18
3 | Cost of Red oxide | 1.125 | Sqm | 497.4 | 10Sqm | 55.96
4 | Labour Charges - TBSC-T.I-16 & 17 | 25.371 | kgs | 34 | kgs | 862.61
5 | Area allowance | 0.2 |  | 862.61 |  | 172.52
2334.27
6 | Add 5% over heads | 0% |  |  |  | 0
2334.27
| Rate per each |  |  | or say |  | 2334
29 | Supplying and fixing and fabrication of MS iron Ventilators of size 2.50x0.45mts with 35x35x5mm angular for frame and providing 10mm square rods verticals- 23 nos and horizontals- 3 nos including c/c of all materials, labour charges, fabrication charges and applying one coat of red oxide paint etc., complete for finished item of work.
| Ventilator size: | 2.5 | 0.45 | 1.125 | sqm
Outer frame "L' angle 35x35x5mm
| Verticals (L-angle) | 2 | 0.45 | 0.9
| Horizontals | 2 | 2.5 | 5
| Hold fasts | 2 | 0.23 | 0.46
6.36
| Equivalent Weight | 2.6 | Kgs/Rm
| Total Weight | 6.36 | 2.6 |  | 16.536 | kgs
10mm square rods safety bars
| Verticals | 23 | 0.45 | 10.35
| Horizontals | 3 | 2.5 | 7.5
17.85
| Equivalent Weight | 0.78 | Kgs/Rm
| Total Weight | 17.85 | 0.78 |  | 13.923 | kgs
Data for Red oxide Primer
| Cost of Red oxide Grade-I quality | 0.6 | 129 | 77.4
| Painter 1st class | 0.21 | 684 | 143.64
| Painter 2nd class | 0.49 | 564 | 276.36
|  |  |  | 497.4 | /10sqm
Sl. No. | Abstract | Qty. |  | Rate |  | Amount
1 | Outer frame "L' angle 35x35x5mm | 16.536 | kgs
2 | 10mm square rods safety bars | 13.923 | kgs
|  | 30.459 | kgs | 49 | kgs | 1492.49
3 | Cost of Red oxide | 1.125 | Sqm | 497.4 | 10Sqm | 55.96
4 | Labour Charges - TBSC-T.I-16 & 17 | 30.459 | kgs | 34 | kgs | 1035.61
5 | Area allowance | 0.2 |  | 1035.61 |  | 207.12
2791.18
6 | Add 5% over heads | 0% |  |  |  | 0
2791.18
| Rate per each |  |  | or say |  | 2791
30 | Supply and fixing of MS grill window of 0.90x1.35mts size, made of with frame equal angle 25x25x5mm hor-2no, ver-2no welded with 10mm square rods hor-11no, ver - 7no, MS hold fasts - 4no, red oxide primer grade - I quality one coat, sales & other taxes on all materials, all operational, incidental labour charges etc., complete for finished item of work.
| MS Grill window size: | 0.9 | 1.35 | 1.215 | sqm
Outer frame "L' angle 25x25x5mm
| Verticals | 2 | 1.35 | 2.7
| Horizontals | 2 | 0.9 | 1.8
| Hold fasts | 4 | 0.23 | 0.92
5.42
| Equivalent Weight | 1.8 | Kgs/Rm
| Total Weight | 5.42 | 1.8 |  | 9.756 | kgs
10mm square rods safety bars
| Verticals | 7 | 1.35 | 9.45
| Horizontals | 11 | 0.9 | 9.9
19.35
| Equivalent Weight | 0.78 | Kgs/Rm
| Total Weight | 19.35 | 0.78 |  | 15.093 | kgs
Data for Red oxide Primer
| Cost of Red oxide Grade-I quality | 0.6 | 129 | 77.4
| Painter 1st class | 0.21 | 684 | 143.64
| Painter 2nd class | 0.49 | 564 | 276.36
|  |  |  | 497.4 | /10sqm
Sl. No. | Abstract | Qty. |  | Rate |  | Amount
1 | Outer frame "L' angle 25x25x5mm | 9.756 | kgs
2 | 10mm square rods safety bars | 15.093 | kgs
|  | 24.849 | kgs | 49 | kgs | 1217.6
3 | Cost of Red oxide | 1.215 | Sqm | 497.4 | 10Sqm | 60.43
4 | Labour Charges - TBSC-T.I-16 & 17 | 24.849 | kgs | 34 | kgs | 844.87
5 | Area allowance | 0.2 |  | 844.87 |  | 168.97
2291.87
6 | Add 5% over heads | 0% |  |  |  | 0
2291.87
| Rate per each |  |  | say |  | 2292
31 | Supply and fixing of MS grill window of 0.90x1.35mts size, made of with frame equal angle 35x35x5mm hor-2no, ver-2no welded with 10mm square rods hor-11no, ver - 7no, MS hold fasts - 4no, red oxide primer grade - I quality one coat, sales & other taxes on all materials, all operational, incidental labour charges etc., complete for finished item of work.
| MS Grill window size: | 0.9 | 1.35 | 1.215 | sqm
Outer frame "L' angle 35x35x5mm
| Verticals | 2 | 1.35 | 2.7
| Horizontals | 2 | 0.9 | 1.8
| Hold fasts | 4 | 0.23 | 0.92
5.42
| Equivalent Weight | 2.6 | Kgs/Rm
| Total Weight | 5.42 | 2.6 |  | 14.092 | kgs
10mm square rods safety bars
| Verticals | 7 | 1.35 | 9.45
| Horizontals | 11 | 0.9 | 9.9
19.35
| Equivalent Weight | 0.78 | Kgs/Rm
| Total Weight | 19.35 | 0.78 |  | 15.093 | kgs
Data for Red oxide Primer
| Cost of Red oxide Grade-I quality | 0.6 | 129 | 77.4
| Painter 1st class | 0.21 | 684 | 143.64
| Painter 2nd class | 0.49 | 564 | 276.36
|  |  |  | 497.4 | /10sqm
Sl. No. | Abstract | Qty. |  | Rate |  | Amount
1 | Outer frame "L' angle 35x35x5mm | 14.092 | kgs
2 | 10mm square rods safety bars | 15.093 | kgs
|  | 29.185 | kgs | 49 | kgs | 1430.07
3 | Cost of Red oxide | 1.215 | Sqm | 497.4 | 10Sqm | 60.43
4 | Labour Charges - TBSC-T.I-16 & 17 | 29.185 | kgs | 34 | kgs | 992.29
5 | Area allowance | 0.2 |  | 992.29 |  | 198.46
2681.25
6 | Add 5% over heads | 0% |  |  |  | 0
2681.25
| Rate per each |  |  | say |  | 2681
1 | Supply and fixing of MS Ventilator of size (0.60x0.45)mts made of with frame of equal angle of 25x25x5mm hor-2no, ver-2no welded with 10mm square rods hor-3no, ver-4no, MS hold fasts - 2no, red oxide primer grade - I quality one coat, sales & other taxes on all materials, all operational, incidental labour charges etc., complete for finished item of work.
| Ventilator size: | 0.6 | 0.45 | 0.27 | sqm
Outer frame "L' angle 25x25x5mm
| Verticals | 2 | 0.45 | 0.9
| Horizontals | 2 | 0.6 | 1.2
| Hold fasts | 2 | 0.23 | 0.46
2.56
| Equivalent Weight | 1.8 | Kgs/Rm
| Total Weight | 2.56 | 1.8 |  | 4.608 | kgs
10mm square rods safety bars
| Verticals | 4 | 0.45 | 1.8
| Horizontals | 3 | 0.6 | 1.8
3.6
| Equivalent Weight | 0.78 | Kgs/Rm
| Total Weight | 3.6 | 0.78 |  | 2.808 | kgs
Data for Red oxide Primer
| Cost of Red oxide Grade-I quality | 0.6 | 129 | 77.4
| Painter 1st class | 0.21 | 684 | 143.64
| Painter 2nd class | 0.49 | 564 | 276.36
|  |  |  | 497.4 | /10sqm
Sl. No. | Abstract | Qty. |  | Rate |  | Amount
1 | Outer frame "L' angle 25x25x5mm | 4.608 | kgs
2 | 10mm square rods safety bars | 2.808 | kgs
|  | 7.416 | kgs | 49 | kgs | 363.38
3 | Cost of Red oxide | 0.27 | Sqm | 497.4 | 10Sqm | 13.43
4 | Labour Charges - TBSC-T.I-16 & 17 | 7.416 | kgs | 34 | kgs | 252.14
5 | Area allowance | 0.2 |  | 252.14 |  | 50.43
679.38
6 | Add 5% over heads | 0% |  |  |  | 0
679.38
| Rate per each |  |  | say |  | 679.5
2 | Supply and fixing of MS grill door size 0.90x2.10mts made of with main frame of equal angle 35x35x5mm hor-2no, ver-2no double shutter made of with frame of equal angle 30x30x5mm hor-3no, ver-2no, welded with 10mm square rods hor-18no, ver-4no to each shutter including fixture like 300mm long MS Aldrops - 2no, MS Pidusalu - 4no, MS hold fasts - 6no, red oxide primer grade- I quality one coat, sales & other taxes on all materials, cost and conveyance of all materials and labour charges etc., complete for finished item of work. shutter size (0.58x2.05)mts.
| MS Grill Door size: | 0.9 | 2.13 | 1.917 | sqm
MS Grill door outer frame "L' angle 35x35x5mm
| Horizontals | 2 | 0.9 | 1.8
| Verticals | 2 | 2.13 | 4.26
| Hold fasts | 6 | 0.23 | 1.38
7.44
| Equivalent Weight | 2.6 | Kgs/Rm
| Total Weight | 7.44 | 2.6 |  | 19.344 | kgs
MS Grill door shutter frame "L' angle 30x30x5mm
| Horizontals | 6 | 0.58 | 3.48
| Verticals | 4 | 2.05 | 8.2
11.68
| Equivalent Weight | 2.2 | Kgs/Rm
| Total Weight | 11.68 | 2.2 |  | 25.696 | kgs
10mm square rods safety bars
| Verticals | 16 | 1.03 | 16.48
| Horizontals | 36 | 0.57 | 20.52
37
| Equivalent Weight | 0.78 | Kgs/Rm
| Total Weight | 37 | 0.78 |  | 28.86 | kgs
Data for Red oxide Primer
| Cost of Red oxide Grade-I quality | 0.6 | 129 | 77.4
| Painter 1st class | 0.21 | 684 | 143.64
| Painter 2nd class | 0.49 | 564 | 276.36
|  |  |  | 497.4 | /10sqm
Sl. No. | Abstract | Qty. |  | Rate |  | Amount
1 | MS Grill door outer frame "L' angle 35x35x5mm | 19.344 | kgs
2 | MS Grill door shutter frame "L' angle 30x30x5mm | 25.696 | kgs
3 | 10mm square rods safety bars | 28.86 | kgs
|  | 73.9 | kgs | 49 | kgs | 3621.1
4 | Cost of Red oxide | 1.917 | Sqm | 497.4 | 10Sqm | 95.35
5 | Labour Charges - TBSC-T.I-16 & 17 | 73.9 | kgs | 34 | kgs | 2512.6
6 | Area allowance | 0.2 |  | 2512.6 |  | 502.52
6731.57
| Add 5% over heads | 0% |  |  |  | 0
6731.57
| Rate per each |  |  | say |  | 6732
34 | Supplying and fixing of MS iron Ventilators of size 1.80x0.30mts with 25x25x5mm angular for frame and providing 10mm square rods verticals - 16nos and horizontals - 2nos including c/c of all materials, labour charges, fabrication charges and applying one coat of red oxide paint etc., complete for finished item of work.
| Ventilator size: | 1.8 | 0.3 | 0.54 | sqm
Outer frame "L' angle 25x25x5mm
| Verticals (L-angle) | 2 | 0.3 | 0.6
| Horizontals | 2 | 1.8 | 3.6
| Hold fasts | 2 | 0.23 | 0.46
4.66
| Equivalent Weight | 1.8 | Kgs/Rm
| Total Weight | 4.66 | 1.8 |  | 8.388 | kgs
10mm square rods safety bars
| Verticals | 16 | 0.3 | 4.8
| Horizontals | 2 | 1.8 | 3.6
8.4
| Equivalent Weight | 0.78 | Kgs/Rm
| Total Weight | 8.4 | 0.78 |  | 6.552 | kgs
Data for Red oxide Primer
| Cost of Red oxide Grade-I quality | 0.6 | 129 | 77.4
| Painter 1st class | 0.21 | 684 | 143.64
| Painter 2nd class | 0.49 | 564 | 276.36
|  |  |  | 497.4 | /10sqm
Sl. No. | Abstract | Qty. |  | Rate |  | Amount
1 | Outer frame "L' angle 25x25x5mm | 8.388 | kgs
2 | 10mm square rods safety bars | 6.552 | kgs
|  | 14.94 | kgs | 49 | kgs | 732.06
3 | Cost of Red oxide | 0.54 | Sqm | 497.4 | 10Sqm | 26.86
4 | Labour Charges - TBSC-T.I-16 & 17 | 14.94 | kgs | 34 | kgs | 507.96
5 | Area allowance | 0.2 |  | 507.96 |  | 101.592
1368.472
6 | Add 5% over heads | 0% |  |  |  | 0
1368.472
| Rate per each |  |  | or say |  | 1368
2 | Supplying and fixing of MS iron Ventilators of size 1.80x0.45mts with 25x25x5mm angular for frame and providing 10mm square rods verticals - 16nos and horizontals - 3nos including c/c of all materials, labour charges, fabrication charges and applying one coat of red oxide paint etc., complete for finished item of work.
| Ventilator size: | 1.8 | 0.45 | 0.81 | sqm
Outer frame "L' angle 25x25x5mm
| Verticals (L-angle) | 2 | 0.45 | 0.9
| Horizontals | 2 | 1.8 | 3.6
| Hold fasts | 2 | 0.23 | 0.46
4.96
| Equivalent Weight | 1.8 | Kgs/Rm
| Total Weight | 4.96 | 1.8 |  | 8.928 | kgs
10mm square rods safety bars
| Verticals | 16 | 0.45 | 7.2
| Horizontals | 3 | 1.8 | 5.4
12.6
| Equivalent Weight | 0.78 | Kgs/Rm
| Total Weight | 12.6 | 0.78 |  | 9.828 | kgs
Data for Red oxide Primer
| Cost of Red oxide Grade-I quality | 0.6 | 129 | 77.4
| Painter 1st class | 0.21 | 684 | 143.64
| Painter 2nd class | 0.49 | 564 | 276.36
|  |  |  | 497.4 | /10sqm
Sl. No. | Abstract | Qty. |  | Rate |  | Amount
1 | Outer frame "L' angle 25x25x5mm | 8.928 | kgs
2 | 10mm square rods safety bars | 9.828 | kgs
|  | 18.756 | kgs | 49 | kgs | 919.04
3 | Cost of Red oxide | 0.81 | Sqm | 497.4 | 10Sqm | 40.29
4 | Labour Charges - TBSC-T.I-16 & 17 | 18.756 | kgs | 34 | kgs | 637.7
5 | Area allowance | 0.2 |  | 637.7 |  | 127.54
1724.57
6 | Add 5% over heads | 0% |  |  |  | 0
1724.57
| Rate per each |  |  | or say |  | 1725
2 | Supply and fixing of MS grill door size 0.75x2.10mts made of with main frame of equal angle 35x35x5mm hor-2no, ver-2no double shutter made of with frame of equal angle 30x30x5mm hor-3no, ver-2no, welded with 10mm square rods hor-18no, ver-4no to each shutter including fixture like 300mm long MS Aldrops - 2no, MS Pidusalu - 4no, MS hold fasts - 6no, red oxide primer grade- I quality one coat, sales & other taxes on all materials, cost and conveyance of all materials and labour charges etc., complete for finished item of work. shutter size (0.58x2.05)mts.
| MS Grill Door size: | 0.75 | 2.13 | 1.5975 | sqm
MS Grill door outer frame "L' angle 35x35x5mm
| Horizontals | 2 | 0.75 | 1.5
| Verticals | 2 | 2.13 | 4.26
| Hold fasts | 6 | 0.23 | 1.38
7.14
| Equivalent Weight | 2.6 | Kgs/Rm
| Total Weight | 7.14 | 2.6 |  | 18.564 | kgs
MS Grill door shutter frame "L' angle 30x30x5mm
| Horizontals | 6 | 0.58 | 3.48
| Verticals | 4 | 2.05 | 8.2
11.68
| Equivalent Weight | 2.2 | Kgs/Rm
| Total Weight | 11.68 | 2.2 |  | 25.696 | kgs
10mm square rods safety bars
| Verticals | 16 | 1.03 | 16.48
| Horizontals | 36 | 0.57 | 20.52
37
| Equivalent Weight | 0.78 | Kgs/Rm
| Total Weight | 37 | 0.78 |  | 28.86 | kgs
Data for Red oxide Primer
| Cost of Red oxide Grade-I quality | 0.6 | 129 | 77.4
| Painter 1st class | 0.21 | 684 | 143.64
| Painter 2nd class | 0.49 | 564 | 276.36
|  |  |  | 497.4 | /10sqm
Sl. No. | Abstract | Qty. |  | Rate |  | Amount
1 | MS Grill door outer frame "L' angle 35x35x5mm | 18.564 | kgs
2 | MS Grill door shutter frame "L' angle 30x30x5mm | 25.696 | kgs
3 | 10mm square rods safety bars | 28.86 | kgs
|  | 73.12 | kgs | 49 | kgs | 3582.88
4 | Cost of Red oxide | 1.5975 | Sqm | 497.4 | 10Sqm | 79.46
5 | Labour Charges - TBSC-T.I-16 & 17 | 73.12 | kgs | 34 | kgs | 2486.08
6 | Area allowance | 0.2 |  | 2486.08 |  | 497.22
6645.64
| Add 5% over heads | 0% |  |  |  | 0
6645.64
| Rate per each |  |  | say |  | 6646
| Horizontals | 2 | 0 | 0
| Hold fasts | 2 | 0.23 | 0.46
0.46
| Equivalent Weight | 2.6 | Kgs/Rm
| Total Weight | 0.46 | 2.6 |  | 1.196 | kgs
10mm square rods safety bars
| Verticals | 16 | 0 | 0
| Horizontals | 3 | 0 | 0
0
| Equivalent Weight | 0.78 | Kgs/Rm
| Total Weight | 0 | 0.78 |  | 0 | kgs
Data for Red oxide Primer
| Cost of Red oxide Grade-I quality | 0.6 | 129 | 77.4
| Painter 1st class | 0.21 | 684 | 143.64
| Painter 2nd class | 0.49 | 564 | 276.36
|  |  |  | 497.4 | /10sqm
Sl. No. | Abstract | Qty. |  | Rate |  | Amount
1 | 0 | 1.196 | kgs
2 | 10mm square rods safety bars | 0 | kgs
|  | 1.196 | kgs | 49 | kgs | 58.6
3 | Cost of Red oxide | 0 | Sqm | 497.4 | 10Sqm | 0
4 | Labour Charges - TBSC-T.I-16 & 17 | 1.196 | kgs | 34 | kgs | 40.66
5 | Area allowance | 0.2 |  | 40.66 |  | 8.132
107.392
6 | Add 5% over heads | 0 |  |  |  | 0
107.392
| Rate per each |  |  | or say |  | 107
38 | Supply and fixing of MS Plain sheet door of size 0.75x1.80mm frame made of with equal angle of 25x25x5mm hor-3no, ver-2no, welded with 18 guage MS Plain sheet of size 0.73x1.80mts fixtures like MS pidusalu - 2no, factory made locking arrangements, redoxide primer grade-I quality one coat including cost and conveyance of all materials and labour charges etc., complete.
| DOOR SIZE : | 0.75 | X | 1.8
| AREA OF DOOR | 1.35 | Sqmts.
THEORITICAL REQUIREMENT
SHUTTER FRAME "L" Angle 25x25x5mm
| Verticals | 2 | 1.8 | 3.6
| Horizontals | 3 | 0.75 | 2.25
|  |  |  | 5.85 | RM
| Equivalent Weight | 180% | Kgs/RM
| Total Weight | 5.85 | 1.8 | 10.53 | Kgs.
18 Gauge MS Sheet
| Area of Sheet | 1 | 0.73 | 1.8 | 1.314 | Sqm
| Equivalent Weight | 9.8 | Kgs/Sqmt.
| Total Weight | 1.314 | 9.8 | 12.8772 | Kgs.
DATA for Red Oxide Primer
| Cost of Red Oxide | 0.6 | 129 | 77.4
| Painter 1st class | 0.21 | 684 | 143.64
| Painter 2nd class | 0.49 | 564 | 276.36
| TOTAL |  | Rs. | 497.4 | /10 Sqm.
| ABSTRACT | QUANTITY |  | RATE |  | AMOUNT
1 | SHUTTER FRAME "L" Angle 25x25x5mm | 10.53
2 | 18 Gauge MS Sheet | 12.8772
|  | 23.4072 | Kgs | 49 | /Kg | 1146.9528
3 | DATA for Red Oxide Primer | 1.35 | Sqmts. | 497.4 | /10 Sqmts. | 67.149
FIXTURES:
4 | MS Pidisalu (Factory made) | 2 | Nos | 50 | /Each | 100
5 | Factory made locking arrangements | 2 | Nos | 50 | /Each | 100
6 | Labour and Fixing Charges ( TBSC-T.I-16 & 17) | 23.4072 | Kgs | 34 | /Kg | 795.8448
7 | Area allowance | 0.2 |  | 795.8448 |  | 159.169
2369.1156
8 | Add 5% over heads | 0 |  |  |  | 0
2369.1156
[5 empty] | or say | 2369
39 | Supply and fixing of MS grill of size 1.90x2.00mts made of with frame of equal angle 25x25x5mm hor-2no, ver-2no, welded with 10mm square bars of hor-18no, ver-16no, MS hold fasts-4no, red oxide primer grade-1 quality one coat, including cost and conveyance of all materials and labour charges etc., complete for finished item of the work.
| MS Grill size: | 1.9 | 2 | 3.8 | sqm
MS Grill outer frame "L' angle 25x25x5mm
| Verticals | 2 | 2 | 4
| Horizontals | 2 | 1.9 | 3.8
| Hold fasts | 4 | 0.23 | 0.92
8.72
| Equivalent Weight | 1.8 | Kgs/Rm
| Total Weight | 8.72 | 1.8 |  | 15.696 | kgs
10mm square rods safety bars
| Verticals | 16 | 2 | 32
| Horizontals | 18 | 1.9 | 34.2
66.2
| Equivalent Weight | 0.78 | Kgs/Rm
| Total Weight | 66.2 | 0.78 |  | 51.636 | kgs
Data for Red oxide Primer
| Cost of Red oxide Grade-I quality | 0.6 | 129 | 77.4
| Painter 1st class | 0.21 | 684 | 143.64
| Painter 2nd class | 0.49 | 564 | 276.36
|  |  |  | 497.4 | /10sqm
Sl. No. | Abstract | Qty. |  | Rate |  | Amount
1 | MS Grill outer frame "L' angle 25x25x5mm | 15.696 | kgs
2 | 10mm square rods safety bars | 51.636 | kgs
|  | 67.332 | kgs | 49 | kgs | 3299.268
3 | Cost of Red oxide | 3.8 | Sqm | 497.4 | 10Sqm | 189.01
4 | Labour and Fixing Charges ( TBSC-T.I-16 & 17) | 67.332 | kgs | 34 | kgs | 2289.288
| Area allowance | 0.2 |  | 2289.288 |  | 457.86
6235.426
| Add 5% over heads | 0 |  |  |  | 0
6235.426
| Rate per each |  |  | say |  | 6235
40 | Supply and fixing of MS Plain sheet door of size 0.75x1.85mts, made of with frame of 35x35x5mm, hor-2no, ver-2no, shutter frame of 25x25x5mm hor-2no, ver-2no, welded with MS Plain sheet 18 guage supported with equal angle 25x25x5mm 0.70mt long-3no to B/s shutter and fixtuers like MS Hold fasts-6nos, MS Butt hinges 100mm long 3nos, MS Aldrop 200mm long-2no, red oxide primer grade- 1 quality one coat, cost & conveyance of all materials and labour charges etc., complete for finished item of the work fixed to shutter size 0.70x1.80mts.
| DOOR SIZE : | 0.75 | X | 1.85
| AREA OF DOOR | 1.39 | Sqmts.
THEORITICAL REQUIREMENT
1 | DOOR OUTER FRAME "L" Angle 35x35x5mm
| Verticals | 2 | 1.85 | 3.7
| Horizontals | 2 | 0.75 | 1.5
| Hold Fasts | 6 | 0.23 | 1.38
|  |  |  | 6.58 | RM
| Equivalent Weight | 2.6 | Kgs/RM
| Total Weight | 6.58 | 2.6 | 17.108 | Kgs.
2 | SHUTTER FRAME "L" Angle 25x25x5mm
| Verticals | 2 | 1.8 | 3.6
| Horizontals | 2 | 0.7 | 1.4
| Horizontals at back side of shutter | 3 | 0.7 | 2.1
|  |  |  | 7.1 | RM
| Equivalent Weight | 1.8 | Kgs/RM
| Total Weight | 7.1 | 1.8 | 12.78 | Kgs.
3 | 18 Gauge MS Sheet
| Area of Sheet | 100% | 0.7 | 1.8 | 1.26 | Sqm
| Equivalent Weight | 9.8 | Kgs/Sqmt.
| Total Weight | 1.26 | 9.8 | 12.348 | Kgs.
4 | DATA for Red Oxide Primer
| Cost of Red Oxide | 0.6 | 129 | 77.4
| Painter 1st class | 0.21 | 684 | 143.64
| Painter 2nd class | 0.49 | 564 | 276.36
| TOTAL |  | Rs. | 497.4 | /10 Sqm.
| ABSTRACT | QUANTITY |  | RATE |  | AMOUNT
1 | DOOR OUTER FRAME "L" Angle 35x35x5mm | 17.108 | Kgs
2 | SHUTTER FRAME "L" Angle 25x25x5mm | 12.78 | Kgs
3 | 18 Gauge MS Sheet | 12.348 | Kgs
|  | 42.236 | Kgs | 49 | /Kg | 2069.564
4 | DATA for Red Oxide Primer | 1.39 | Sqmts. | 497.4 | /10 Sqmts. | 69.1386
FIXTURES:
5 | 100mm Long MS(Powder Coated) Butt Hinges - TBSC-P.II-10 | 3 | Nos | 21 | /Each | 63
6 | 200mm Long MS(Powder Coated) Aldrop - TBSC-P.IV-07 | 2 | No | 105 | /Each | 210
7 | Labour Charges - TBSC-T.I-16 & TBSC-T.I-17 | 42.236 | Kgs | 34 | Kgs | 1436.024
| Area allowance | 0.2 |  | 1436.024 |  | 287.2
4134.9266
| Add 5% over heads | 0 |  | 4134.9266 |  | 0
[5 empty] | Total | 4134.9266
| Rate per / Each |  |  |  | or say | 4135
3 | Supply and fixing of MS Ventilator of size 3.60x0.45mts made of with equal angle of 25x25x5mm hor-2no, ver-2no, welded with 10mm square rods hor- 3no, ver-34no, MS hold fasts-4no, red oxide primer grade-I quality one coat, including cost & conveyance of all materials and labour charges etc., complete.
| Ventilator size: | 3.6 | 0.45 | 1.62 | sqm
Outer frame "L' angle 35x35x5mm
| Verticals (L-angle) | 2 | 0.45 | 0.9
| Horizontals | 2 | 3.6 | 7.2
| Hold fasts | 2 | 0.23 | 0.46
8.56
| Equivalent Weight | 2.6 | Kgs/Rm
| Total Weight | 8.56 | 2.6 |  | 22.256 | kgs
10mm square rods safety bars
| Verticals | 34 | 0.45 | 15.3
| Horizontals | 3 | 3.6 | 10.8
26.1
| Equivalent Weight | 0.78 | Kgs/Rm
| Total Weight | 26.1 | 0.78 |  | 20.358 | kgs
Data for Red oxide Primer
| Cost of Red oxide Grade-I quality | 0.6 | 129 | 77.4
| Painter 1st class | 0.21 | 684 | 143.64
| Painter 2nd class | 0.49 | 564 | 276.36
|  |  |  | 497.4 | /10sqm
Sl. No. | Abstract | Qty. |  | Rate |  | Amount
1 | Outer frame "L' angle 35x35x5mm | 22.256 | kgs
2 | 10mm square rods safety bars | 20.358 | kgs
|  | 42.614 | kgs | 49 | kgs | 2088.09
3 | Cost of Red oxide | 1.62 | Sqm | 497.4 | 10Sqm | 80.58
4 | Labour Charges - TBSC-T.I-16 & 17 | 42.614 | kgs | 34 | kgs | 1448.88
5 | Area allowance | 0.2 |  | 1448.88 |  | 289.78
3907.33
6 | Add 5% over heads | 0 |  |  |  | 0
3907.33
| Rate per each |  |  | or say |  | 3907
4 | Supply and fixing of MS grill window of 0.90x1.20mts size, made of with frame equal angle 35x35x5mm hor-2no, ver-2no welded with 10mm square rods hor-10no, ver - 7no, MS hold fasts - 4no, red oxide primer grade - I quality one coat, sales & other taxes on all materials, all operational, incidental labour charges etc., complete for finished item of work.
| MS Grill window size: | 0.9 | 1.2 | 1.08 | sqm
Outer frame "L' angle 35x35x5mm
| Verticals | 2 | 1.2 | 2.4
| Horizontals | 2 | 0.9 | 1.8
| Hold fasts | 4 | 0.23 | 0.92
5.12
| Equivalent Weight | 2.6 | Kgs/Rm
| Total Weight | 5.12 | 2.6 |  | 13.312 | kgs
10mm square rods safety bars
| Verticals | 7 | 1.2 | 8.4
| Horizontals | 10 | 0.9 | 9
17.4
| Equivalent Weight | 0.78 | Kgs/Rm
| Total Weight | 17.4 | 0.78 |  | 13.572 | kgs
Data for Red oxide Primer
| Cost of Red oxide Grade-I quality | 0.6 | 129 | 77.4
| Painter 1st class | 0.21 | 684 | 143.64
| Painter 2nd class | 0.49 | 564 | 276.36
|  |  |  | 497.4 | /10sqm
Sl. No. | Abstract | Qty. |  | Rate |  | Amount
1 | Outer frame "L' angle 35x35x5mm | 13.312 | kgs
2 | 10mm square rods safety bars | 13.572 | kgs
|  | 26.884 | kgs | 49 | kgs | 1317.32
3 | Cost of Red oxide | 1.08 | Sqm | 497.4 | 10Sqm | 53.72
4 | Labour Charges - TBSC-T.I-16 & 17 | 26.884 | kgs | 34 | kgs | 914.06
5 | Area allowance | 0.2 |  | 914.06 |  | 182.81
2467.91
6 | Add 5% over heads | 0 |  |  |  | 0
2467.91
| Rate per each |  |  | say |  | 2468
5 | Supplying and fixing of MS iron grill window of size 1.50x1.35mts made of with 35x35x5mm angular for frame and providing 10mm square rods verticals - 12nos and horizontals - 10nos welded to the frame including c/c of all materials, labour charges, fabrication charges and applying one coat of red oxide paint etc., complete for finished item of work.
| Grill window size: | 1.5 | 1.35 | 2.025 | sqm
Outer frame L angle 35x35x5mm
| Verticals (L-angle) | 2 | 1.35 | 2.7
| Horizontals | 2 | 1.5 | 3
| Hold fasts | 4 | 0.23 | 0.92
6.62
| Equivalent Weight | 2.6 | Kgs/Rm
| Total Weight | 6.62 | 2.6 |  | 17.212 | kgs
10mm square rods safety bars
| Verticals | 12 | 1.35 | 16.2
| Horizontals | 10 | 1.5 | 15
31.2
| Equivalent Weight | 0.78 | Kgs/Rm
| Total Weight | 31.2 | 0.78 |  | 24.336 | kgs
Data for Red oxide Primer
| Cost of Red oxide Grade-I quality | 0.6 | 129 | 77.4
| Painter 1st class | 0.21 | 684 | 143.64
| Painter 2nd class | 0.49 | 564 | 276.36
|  |  |  | 497.4 | /10sqm
Sl. No. | Abstract | Qty. |  | Rate |  | Amount
1 | Outer frame L angle 35x35x5mm | 17.212 | kgs
2 | 10mm square rods safety bars | 24.336 | kgs
|  | 41.548 | kgs | 49 | kgs | 2035.85
3 | Cost of Red oxide | 2.025 | Sqm | 497.4 | 10Sqm | 100.72
4 | Labour Charges - TBSC-T.I-16 & 17 | 41.548 | kgs | 34 | kgs | 1412.63
5 | Area allowance | 0.2 |  | 1412.63 |  | 282.53
3831.73
6 | Add 5% over heads | 0% |  |  |  | 0
3831.73
| Rate per each |  |  | or say |  | 3832
| STRUCTURAL STEEL | 74.34
| TBSC-T.I-16 | 33
| TBSC-T.I-17 | 5
| ADD GST 18% | 112.34

## NREGA Input
INPUT SHEET
Screen 1 | FY | Priority | Proposal date | Estimated person days | Estt. Cost | Village | Panchayat is declared for GIS Plan | Confirm current work is related to GIS Plan : | Reason | Work name | Wall | Roof | Present status | Proposed status | Execution level | Executing agency | work status | work startdate | Total Area under taken for construction(sq feet) | Whether Construction work is being done according to the Ministry Women & Child Development(MWCD) set by STATE Govt.?
| 2022-23 | 76 | 2022-04-20 | 0 | 3.4 | Bijwar | Yes | No | not nrm work | Constr. Of Kitchen Shed | Other | Other | New | Constr. Of Kitchen Shed | Gram panchayat | pred | Approved | 2022-04-21 |  | Yes
Screen 2 | TS Number | TS Date | Est. time for completion of work (in months) | Avg. No. of labours reqd. per day | Expected mandays (in thousand) | Tech Sanction Amount (In Lakhs)
| 1 | 2022-04-21 | 3 | 4 | 0 | 3.4
Estimated cost as per Tech Detl. ( in Lakhs)
| Unskilled Labour | Material |  |  |  |  | Total
|  | NREGA | Scheme1 | Scheme2 | Scheme3 | Total
| 0.01948 | 3.3805 | 0 | 0 | 0 | 3.3805 | 3.4
Estimated cost as per Tech Detl. ( in Lakhs)
| Admn. Sanction date |  |  | Admn. Sanction number
| 2022-04-21 |  |  | 1
Admn. Sanction amt
|  | NREGA | Scheme1 | Scheme2 | Scheme3 | Total
|  | 3.4 | 0 | 0 | 0 | 3.4
Screen 3 | Labour
| S.No | Activity code | Activity | Unit Price(in rupees) | Quantity | Total Cost
| 1 | Earthwork |  | 257 | 7.5816 | 1948
Material
| S.No | Material | Unit Price(in rupees) | Quantity | Total Cost
| 1 | Contingencies | 338052 | 1 | 338052
338052
Formulas:
work startdate = [Proposal date]+1